## Rebate Estimator
Business Name
Project includes T12s (Applicable to Small Business Equity Projects Only)
Address
Enter Total Project Costs
For items receiving rebates, including tax
Contact Name
Enter Expected Utility Rebates
Phone
[8 empty] | PACE Rebate Limit | 0
| Lighting Rebate Estimator Last Revised 1/23/2023 | [6 empty] | $20k or 50% of Project Costs minus Utility Rebates
Email
[8 empty] | Estimated PACE Rebate Amount | 0
[8 empty] | Limted to no less than a one year payback |  |  |  | Business Type
#REF!
[8 empty] | Estimated Annual Cost Savings | 0
Square Footage
| Select Electricity Provider | [23 empty] | Existing Fixture Lookup Data | [65 empty] | Proposed Fixture Lookup Data
Lines 1 - 30 are not for refrigerated case lighting or controls, see lines 31-40 | [7 empty] | Estimated Simple Payback (Years) | 0
Line # | Old Fixture Type (pulldown menu) | Old Fixture Description (pulldown menu) | New Fixture Type (pulldown menu) | New Fixture Description (pulldown menu) | Type of Replacement (pulldown menu) | Exterior? | Old Fixture Wattage | New Fixture Wattage | Per-Fixture Wattage Reduction | Wattage Incentive Rate ($/watt) | Per-Fixture Incentive | Enter Fixture Quantity | Annual Hours of Operation | Annual kWh Savings | Total Installed Wattage Reduction | PACE Incentive | Old System Light Levels | New System Light Levels | PR base incent | [5 empty] | Fixture Type | Page to Find Data | Start Row | End Row |  | 1 | 2 | 3 | 4 | 5 | 6 | 7 | 8 | 9 | 10 | 11 | 12 | 13 | 14 | 15 | 16 | 17 | 18 | 19 | 20 | 21 | 22 | 23 | 24 | 25 | 26 | 27 | 28 | 29 | 30 | 31 | 32 | 33 | 34 | 35 | 36 | 37 | 38 | 39 | 40 | 41 | 42 | 43 | 44 | 45 | 46 | 47 | 48 | 49 | 50 | 51 | 52 | 53 | 54 | 55 | 56 | 57 | 58 | 59 | 60 | 61 | Fixture Type | Page to Find Data | Start Row | End Row | 1 | 2 | 3 | 4 | 5 | 6 | 7 | 8 | 9 | 10 | 11 | 12 | 13 | 14 | 15 | 16 | 17 | 18 | 19 | 20 | 21 | 22 | 23 | 24 | 25 | 26 | 27 | 28 | 29 | 30 | 31 | 32 | 33 | 34 | 35 | 36 | 37 | 38 | 39 | 40 | 41 | 42 | 43 | 44 | 45 | 46 | 47 | 48 | 49 | 50 | 51 | 52 | 53 | 54 | 55 | 56 | 57 | 58 | 59 | 60 | 61 | 62 | 63 | 64 | 65 | 66 | 67 | 68 | 69 | 70 | 71 | 72 | 73 | 74 | 75 | 76 | 77 | 78 | 79 | 80 | 81 | 82 | 83
1 |  |  |  |  | New fixture | Interior | [10 empty] | #N/A | #N/A | [6 empty] | 0 | FixtureWattages | #N/A | #N/A |  | #N/A | #N/A | #N/A | #N/A | #N/A | #N/A | #N/A | #N/A | #N/A | #N/A | #N/A | #N/A | #N/A | #N/A | #N/A | #N/A | #N/A | #N/A | #N/A | #N/A | #N/A | #N/A | #N/A | #N/A | #N/A | #N/A | #N/A | #N/A | #N/A | #N/A | #N/A | #N/A | #N/A | #N/A | #N/A | #N/A | #N/A | #N/A | #N/A | #N/A | #N/A | #N/A | #N/A | #N/A | #N/A | #N/A | #N/A | #N/A | #N/A | #N/A | #N/A | #N/A | #N/A | #N/A | #N/A | #N/A | #N/A | #N/A | #N/A | #N/A | #N/A | 0 | FixtureWattages | #N/A | #N/A | #N/A | #N/A | #N/A | #N/A | #N/A | #N/A | #N/A | #N/A | #N/A | #N/A | #N/A | #N/A | #N/A | #N/A | #N/A | #N/A | #N/A | #N/A | #N/A | #N/A | #N/A | #N/A | #N/A | #N/A | #N/A | #N/A | #N/A | #N/A | #N/A | #N/A | #N/A | #N/A | #N/A | #N/A | #N/A | #N/A | #N/A | #N/A | #N/A | #N/A | #N/A | #N/A | #N/A | #N/A | #N/A | #N/A | #N/A | #N/A | #N/A | #N/A | #N/A | #N/A | #N/A | #N/A | #N/A | #N/A | #N/A | #N/A | #N/A | #N/A | #N/A | #N/A | #N/A | #N/A | #N/A | #N/A | #N/A | #N/A | #N/A | #N/A | #N/A | #N/A | #N/A | #N/A | #N/A | #N/A | #N/A | #N/A | #N/A | #N/A | #N/A | #N/A | #N/A
2 |  |  |  |  | New fixture | Interior | [10 empty] | #N/A | #N/A | [6 empty] | 0 | FixtureWattages | #N/A | #N/A |  | #N/A | #N/A | #N/A | #N/A | #N/A | #N/A | #N/A | #N/A | #N/A | #N/A | #N/A | #N/A | #N/A | #N/A | #N/A | #N/A | #N/A | #N/A | #N/A | #N/A | #N/A | #N/A | #N/A | #N/A | #N/A | #N/A | #N/A | #N/A | #N/A | #N/A | #N/A | #N/A | #N/A | #N/A | #N/A | #N/A | #N/A | #N/A | #N/A | #N/A | #N/A | #N/A | #N/A | #N/A | #N/A | #N/A | #N/A | #N/A | #N/A | #N/A | #N/A | #N/A | #N/A | #N/A | #N/A | #N/A | #N/A | #N/A | #N/A | #N/A | #N/A | 0 | FixtureWattages | #N/A | #N/A | #N/A | #N/A | #N/A | #N/A | #N/A | #N/A | #N/A | #N/A | #N/A | #N/A | #N/A | #N/A | #N/A | #N/A | #N/A | #N/A | #N/A | #N/A | #N/A | #N/A | #N/A | #N/A | #N/A | #N/A | #N/A | #N/A | #N/A | #N/A | #N/A | #N/A | #N/A | #N/A | #N/A | #N/A | #N/A | #N/A | #N/A | #N/A | #N/A | #N/A | #N/A | #N/A | #N/A | #N/A | #N/A | #N/A | #N/A | #N/A | #N/A | #N/A | #N/A | #N/A | #N/A | #N/A | #N/A | #N/A | #N/A | #N/A | #N/A | #N/A | #N/A | #N/A | #N/A | #N/A | #N/A | #N/A | #N/A | #N/A | #N/A | #N/A | #N/A | #N/A | #N/A | #N/A | #N/A | #N/A | #N/A | #N/A | #N/A | #N/A | #N/A | #N/A | #N/A
3 | [5 empty] | Interior | [10 empty] | #N/A | #N/A | [6 empty] | 0 | FixtureWattages | #N/A | #N/A |  | #N/A | #N/A | #N/A | #N/A | #N/A | #N/A | #N/A | #N/A | #N/A | #N/A | #N/A | #N/A | #N/A | #N/A | #N/A | #N/A | #N/A | #N/A | #N/A | #N/A | #N/A | #N/A | #N/A | #N/A | #N/A | #N/A | #N/A | #N/A | #N/A | #N/A | #N/A | #N/A | #N/A | #N/A | #N/A | #N/A | #N/A | #N/A | #N/A | #N/A | #N/A | #N/A | #N/A | #N/A | #N/A | #N/A | #N/A | #N/A | #N/A | #N/A | #N/A | #N/A | #N/A | #N/A | #N/A | #N/A | #N/A | #N/A | #N/A | #N/A | #N/A | 0 | FixtureWattages | #N/A | #N/A | #N/A | #N/A | #N/A | #N/A | #N/A | #N/A | #N/A | #N/A | #N/A | #N/A | #N/A | #N/A | #N/A | #N/A | #N/A | #N/A | #N/A | #N/A | #N/A | #N/A | #N/A | #N/A | #N/A | #N/A | #N/A | #N/A | #N/A | #N/A | #N/A | #N/A | #N/A | #N/A | #N/A | #N/A | #N/A | #N/A | #N/A | #N/A | #N/A | #N/A | #N/A | #N/A | #N/A | #N/A | #N/A | #N/A | #N/A | #N/A | #N/A | #N/A | #N/A | #N/A | #N/A | #N/A | #N/A | #N/A | #N/A | #N/A | #N/A | #N/A | #N/A | #N/A | #N/A | #N/A | #N/A | #N/A | #N/A | #N/A | #N/A | #N/A | #N/A | #N/A | #N/A | #N/A | #N/A | #N/A | #N/A | #N/A | #N/A | #N/A | #N/A | #N/A | #N/A
4 | [5 empty] | Interior | [10 empty] | #N/A | #N/A | [6 empty] | 0 | FixtureWattages | #N/A | #N/A |  | #N/A | #N/A | #N/A | #N/A | #N/A | #N/A | #N/A | #N/A | #N/A | #N/A | #N/A | #N/A | #N/A | #N/A | #N/A | #N/A | #N/A | #N/A | #N/A | #N/A | #N/A | #N/A | #N/A | #N/A | #N/A | #N/A | #N/A | #N/A | #N/A | #N/A | #N/A | #N/A | #N/A | #N/A | #N/A | #N/A | #N/A | #N/A | #N/A | #N/A | #N/A | #N/A | #N/A | #N/A | #N/A | #N/A | #N/A | #N/A | #N/A | #N/A | #N/A | #N/A | #N/A | #N/A | #N/A | #N/A | #N/A | #N/A | #N/A | #N/A | #N/A | 0 | FixtureWattages | #N/A | #N/A | #N/A | #N/A | #N/A | #N/A | #N/A | #N/A | #N/A | #N/A | #N/A | #N/A | #N/A | #N/A | #N/A | #N/A | #N/A | #N/A | #N/A | #N/A | #N/A | #N/A | #N/A | #N/A | #N/A | #N/A | #N/A | #N/A | #N/A | #N/A | #N/A | #N/A | #N/A | #N/A | #N/A | #N/A | #N/A | #N/A | #N/A | #N/A | #N/A | #N/A | #N/A | #N/A | #N/A | #N/A | #N/A | #N/A | #N/A | #N/A | #N/A | #N/A | #N/A | #N/A | #N/A | #N/A | #N/A | #N/A | #N/A | #N/A | #N/A | #N/A | #N/A | #N/A | #N/A | #N/A | #N/A | #N/A | #N/A | #N/A | #N/A | #N/A | #N/A | #N/A | #N/A | #N/A | #N/A | #N/A | #N/A | #N/A | #N/A | #N/A | #N/A | #N/A | #N/A
5 | [5 empty] | Interior | [10 empty] | #N/A | #N/A | [6 empty] | 0 | FixtureWattages | #N/A | #N/A |  | #N/A | #N/A | #N/A | #N/A | #N/A | #N/A | #N/A | #N/A | #N/A | #N/A | #N/A | #N/A | #N/A | #N/A | #N/A | #N/A | #N/A | #N/A | #N/A | #N/A | #N/A | #N/A | #N/A | #N/A | #N/A | #N/A | #N/A | #N/A | #N/A | #N/A | #N/A | #N/A | #N/A | #N/A | #N/A | #N/A | #N/A | #N/A | #N/A | #N/A | #N/A | #N/A | #N/A | #N/A | #N/A | #N/A | #N/A | #N/A | #N/A | #N/A | #N/A | #N/A | #N/A | #N/A | #N/A | #N/A | #N/A | #N/A | #N/A | #N/A | #N/A | 0 | FixtureWattages | #N/A | #N/A | #N/A | #N/A | #N/A | #N/A | #N/A | #N/A | #N/A | #N/A | #N/A | #N/A | #N/A | #N/A | #N/A | #N/A | #N/A | #N/A | #N/A | #N/A | #N/A | #N/A | #N/A | #N/A | #N/A | #N/A | #N/A | #N/A | #N/A | #N/A | #N/A | #N/A | #N/A | #N/A | #N/A | #N/A | #N/A | #N/A | #N/A | #N/A | #N/A | #N/A | #N/A | #N/A | #N/A | #N/A | #N/A | #N/A | #N/A | #N/A | #N/A | #N/A | #N/A | #N/A | #N/A | #N/A | #N/A | #N/A | #N/A | #N/A | #N/A | #N/A | #N/A | #N/A | #N/A | #N/A | #N/A | #N/A | #N/A | #N/A | #N/A | #N/A | #N/A | #N/A | #N/A | #N/A | #N/A | #N/A | #N/A | #N/A | #N/A | #N/A | #N/A | #N/A | #N/A
6 | [5 empty] | Interior | [10 empty] | #N/A | #N/A | [6 empty] | 0 | FixtureWattages | #N/A | #N/A |  | #N/A | #N/A | #N/A | #N/A | #N/A | #N/A | #N/A | #N/A | #N/A | #N/A | #N/A | #N/A | #N/A | #N/A | #N/A | #N/A | #N/A | #N/A | #N/A | #N/A | #N/A | #N/A | #N/A | #N/A | #N/A | #N/A | #N/A | #N/A | #N/A | #N/A | #N/A | #N/A | #N/A | #N/A | #N/A | #N/A | #N/A | #N/A | #N/A | #N/A | #N/A | #N/A | #N/A | #N/A | #N/A | #N/A | #N/A | #N/A | #N/A | #N/A | #N/A | #N/A | #N/A | #N/A | #N/A | #N/A | #N/A | #N/A | #N/A | #N/A | #N/A | 0 | FixtureWattages | #N/A | #N/A | #N/A | #N/A | #N/A | #N/A | #N/A | #N/A | #N/A | #N/A | #N/A | #N/A | #N/A | #N/A | #N/A | #N/A | #N/A | #N/A | #N/A | #N/A | #N/A | #N/A | #N/A | #N/A | #N/A | #N/A | #N/A | #N/A | #N/A | #N/A | #N/A | #N/A | #N/A | #N/A | #N/A | #N/A | #N/A | #N/A | #N/A | #N/A | #N/A | #N/A | #N/A | #N/A | #N/A | #N/A | #N/A | #N/A | #N/A | #N/A | #N/A | #N/A | #N/A | #N/A | #N/A | #N/A | #N/A | #N/A | #N/A | #N/A | #N/A | #N/A | #N/A | #N/A | #N/A | #N/A | #N/A | #N/A | #N/A | #N/A | #N/A | #N/A | #N/A | #N/A | #N/A | #N/A | #N/A | #N/A | #N/A | #N/A | #N/A | #N/A | #N/A | #N/A | #N/A
7 | [5 empty] | Interior | [10 empty] | #N/A | #N/A | [6 empty] | 0 | FixtureWattages | #N/A | #N/A |  | #N/A | #N/A | #N/A | #N/A | #N/A | #N/A | #N/A | #N/A | #N/A | #N/A | #N/A | #N/A | #N/A | #N/A | #N/A | #N/A | #N/A | #N/A | #N/A | #N/A | #N/A | #N/A | #N/A | #N/A | #N/A | #N/A | #N/A | #N/A | #N/A | #N/A | #N/A | #N/A | #N/A | #N/A | #N/A | #N/A | #N/A | #N/A | #N/A | #N/A | #N/A | #N/A | #N/A | #N/A | #N/A | #N/A | #N/A | #N/A | #N/A | #N/A | #N/A | #N/A | #N/A | #N/A | #N/A | #N/A | #N/A | #N/A | #N/A | #N/A | #N/A | 0 | FixtureWattages | #N/A | #N/A | #N/A | #N/A | #N/A | #N/A | #N/A | #N/A | #N/A | #N/A | #N/A | #N/A | #N/A | #N/A | #N/A | #N/A | #N/A | #N/A | #N/A | #N/A | #N/A | #N/A | #N/A | #N/A | #N/A | #N/A | #N/A | #N/A | #N/A | #N/A | #N/A | #N/A | #N/A | #N/A | #N/A | #N/A | #N/A | #N/A | #N/A | #N/A | #N/A | #N/A | #N/A | #N/A | #N/A | #N/A | #N/A | #N/A | #N/A | #N/A | #N/A | #N/A | #N/A | #N/A | #N/A | #N/A | #N/A | #N/A | #N/A | #N/A | #N/A | #N/A | #N/A | #N/A | #N/A | #N/A | #N/A | #N/A | #N/A | #N/A | #N/A | #N/A | #N/A | #N/A | #N/A | #N/A | #N/A | #N/A | #N/A | #N/A | #N/A | #N/A | #N/A | #N/A | #N/A
8 | [5 empty] | Interior | [10 empty] | #N/A | #N/A | [6 empty] | 0 | FixtureWattages | #N/A | #N/A |  | #N/A | #N/A | #N/A | #N/A | #N/A | #N/A | #N/A | #N/A | #N/A | #N/A | #N/A | #N/A | #N/A | #N/A | #N/A | #N/A | #N/A | #N/A | #N/A | #N/A | #N/A | #N/A | #N/A | #N/A | #N/A | #N/A | #N/A | #N/A | #N/A | #N/A | #N/A | #N/A | #N/A | #N/A | #N/A | #N/A | #N/A | #N/A | #N/A | #N/A | #N/A | #N/A | #N/A | #N/A | #N/A | #N/A | #N/A | #N/A | #N/A | #N/A | #N/A | #N/A | #N/A | #N/A | #N/A | #N/A | #N/A | #N/A | #N/A | #N/A | #N/A | 0 | FixtureWattages | #N/A | #N/A | #N/A | #N/A | #N/A | #N/A | #N/A | #N/A | #N/A | #N/A | #N/A | #N/A | #N/A | #N/A | #N/A | #N/A | #N/A | #N/A | #N/A | #N/A | #N/A | #N/A | #N/A | #N/A | #N/A | #N/A | #N/A | #N/A | #N/A | #N/A | #N/A | #N/A | #N/A | #N/A | #N/A | #N/A | #N/A | #N/A | #N/A | #N/A | #N/A | #N/A | #N/A | #N/A | #N/A | #N/A | #N/A | #N/A | #N/A | #N/A | #N/A | #N/A | #N/A | #N/A | #N/A | #N/A | #N/A | #N/A | #N/A | #N/A | #N/A | #N/A | #N/A | #N/A | #N/A | #N/A | #N/A | #N/A | #N/A | #N/A | #N/A | #N/A | #N/A | #N/A | #N/A | #N/A | #N/A | #N/A | #N/A | #N/A | #N/A | #N/A | #N/A | #N/A | #N/A
9 | [5 empty] | Interior | [10 empty] | #N/A | #N/A | [6 empty] | 0 | FixtureWattages | #N/A | #N/A |  | #N/A | #N/A | #N/A | #N/A | #N/A | #N/A | #N/A | #N/A | #N/A | #N/A | #N/A | #N/A | #N/A | #N/A | #N/A | #N/A | #N/A | #N/A | #N/A | #N/A | #N/A | #N/A | #N/A | #N/A | #N/A | #N/A | #N/A | #N/A | #N/A | #N/A | #N/A | #N/A | #N/A | #N/A | #N/A | #N/A | #N/A | #N/A | #N/A | #N/A | #N/A | #N/A | #N/A | #N/A | #N/A | #N/A | #N/A | #N/A | #N/A | #N/A | #N/A | #N/A | #N/A | #N/A | #N/A | #N/A | #N/A | #N/A | #N/A | #N/A | #N/A | 0 | FixtureWattages | #N/A | #N/A | #N/A | #N/A | #N/A | #N/A | #N/A | #N/A | #N/A | #N/A | #N/A | #N/A | #N/A | #N/A | #N/A | #N/A | #N/A | #N/A | #N/A | #N/A | #N/A | #N/A | #N/A | #N/A | #N/A | #N/A | #N/A | #N/A | #N/A | #N/A | #N/A | #N/A | #N/A | #N/A | #N/A | #N/A | #N/A | #N/A | #N/A | #N/A | #N/A | #N/A | #N/A | #N/A | #N/A | #N/A | #N/A | #N/A | #N/A | #N/A | #N/A | #N/A | #N/A | #N/A | #N/A | #N/A | #N/A | #N/A | #N/A | #N/A | #N/A | #N/A | #N/A | #N/A | #N/A | #N/A | #N/A | #N/A | #N/A | #N/A | #N/A | #N/A | #N/A | #N/A | #N/A | #N/A | #N/A | #N/A | #N/A | #N/A | #N/A | #N/A | #N/A | #N/A | #N/A
10 | [5 empty] | Interior | [10 empty] | #N/A | #N/A | [6 empty] | 0 | FixtureWattages | #N/A | #N/A |  | #N/A | #N/A | #N/A | #N/A | #N/A | #N/A | #N/A | #N/A | #N/A | #N/A | #N/A | #N/A | #N/A | #N/A | #N/A | #N/A | #N/A | #N/A | #N/A | #N/A | #N/A | #N/A | #N/A | #N/A | #N/A | #N/A | #N/A | #N/A | #N/A | #N/A | #N/A | #N/A | #N/A | #N/A | #N/A | #N/A | #N/A | #N/A | #N/A | #N/A | #N/A | #N/A | #N/A | #N/A | #N/A | #N/A | #N/A | #N/A | #N/A | #N/A | #N/A | #N/A | #N/A | #N/A | #N/A | #N/A | #N/A | #N/A | #N/A | #N/A | #N/A | 0 | FixtureWattages | #N/A | #N/A | #N/A | #N/A | #N/A | #N/A | #N/A | #N/A | #N/A | #N/A | #N/A | #N/A | #N/A | #N/A | #N/A | #N/A | #N/A | #N/A | #N/A | #N/A | #N/A | #N/A | #N/A | #N/A | #N/A | #N/A | #N/A | #N/A | #N/A | #N/A | #N/A | #N/A | #N/A | #N/A | #N/A | #N/A | #N/A | #N/A | #N/A | #N/A | #N/A | #N/A | #N/A | #N/A | #N/A | #N/A | #N/A | #N/A | #N/A | #N/A | #N/A | #N/A | #N/A | #N/A | #N/A | #N/A | #N/A | #N/A | #N/A | #N/A | #N/A | #N/A | #N/A | #N/A | #N/A | #N/A | #N/A | #N/A | #N/A | #N/A | #N/A | #N/A | #N/A | #N/A | #N/A | #N/A | #N/A | #N/A | #N/A | #N/A | #N/A | #N/A | #N/A | #N/A | #N/A
11 | [5 empty] | Interior | [10 empty] | #N/A | #N/A | [6 empty] | 0 | FixtureWattages | #N/A | #N/A |  | #N/A | #N/A | #N/A | #N/A | #N/A | #N/A | #N/A | #N/A | #N/A | #N/A | #N/A | #N/A | #N/A | #N/A | #N/A | #N/A | #N/A | #N/A | #N/A | #N/A | #N/A | #N/A | #N/A | #N/A | #N/A | #N/A | #N/A | #N/A | #N/A | #N/A | #N/A | #N/A | #N/A | #N/A | #N/A | #N/A | #N/A | #N/A | #N/A | #N/A | #N/A | #N/A | #N/A | #N/A | #N/A | #N/A | #N/A | #N/A | #N/A | #N/A | #N/A | #N/A | #N/A | #N/A | #N/A | #N/A | #N/A | #N/A | #N/A | #N/A | #N/A | 0 | FixtureWattages | #N/A | #N/A | #N/A | #N/A | #N/A | #N/A | #N/A | #N/A | #N/A | #N/A | #N/A | #N/A | #N/A | #N/A | #N/A | #N/A | #N/A | #N/A | #N/A | #N/A | #N/A | #N/A | #N/A | #N/A | #N/A | #N/A | #N/A | #N/A | #N/A | #N/A | #N/A | #N/A | #N/A | #N/A | #N/A | #N/A | #N/A | #N/A | #N/A | #N/A | #N/A | #N/A | #N/A | #N/A | #N/A | #N/A | #N/A | #N/A | #N/A | #N/A | #N/A | #N/A | #N/A | #N/A | #N/A | #N/A | #N/A | #N/A | #N/A | #N/A | #N/A | #N/A | #N/A | #N/A | #N/A | #N/A | #N/A | #N/A | #N/A | #N/A | #N/A | #N/A | #N/A | #N/A | #N/A | #N/A | #N/A | #N/A | #N/A | #N/A | #N/A | #N/A | #N/A | #N/A | #N/A
12 | [5 empty] | Interior | [10 empty] | #N/A | #N/A | [6 empty] | 0 | FixtureWattages | #N/A | #N/A |  | #N/A | #N/A | #N/A | #N/A | #N/A | #N/A | #N/A | #N/A | #N/A | #N/A | #N/A | #N/A | #N/A | #N/A | #N/A | #N/A | #N/A | #N/A | #N/A | #N/A | #N/A | #N/A | #N/A | #N/A | #N/A | #N/A | #N/A | #N/A | #N/A | #N/A | #N/A | #N/A | #N/A | #N/A | #N/A | #N/A | #N/A | #N/A | #N/A | #N/A | #N/A | #N/A | #N/A | #N/A | #N/A | #N/A | #N/A | #N/A | #N/A | #N/A | #N/A | #N/A | #N/A | #N/A | #N/A | #N/A | #N/A | #N/A | #N/A | #N/A | #N/A | 0 | FixtureWattages | #N/A | #N/A | #N/A | #N/A | #N/A | #N/A | #N/A | #N/A | #N/A | #N/A | #N/A | #N/A | #N/A | #N/A | #N/A | #N/A | #N/A | #N/A | #N/A | #N/A | #N/A | #N/A | #N/A | #N/A | #N/A | #N/A | #N/A | #N/A | #N/A | #N/A | #N/A | #N/A | #N/A | #N/A | #N/A | #N/A | #N/A | #N/A | #N/A | #N/A | #N/A | #N/A | #N/A | #N/A | #N/A | #N/A | #N/A | #N/A | #N/A | #N/A | #N/A | #N/A | #N/A | #N/A | #N/A | #N/A | #N/A | #N/A | #N/A | #N/A | #N/A | #N/A | #N/A | #N/A | #N/A | #N/A | #N/A | #N/A | #N/A | #N/A | #N/A | #N/A | #N/A | #N/A | #N/A | #N/A | #N/A | #N/A | #N/A | #N/A | #N/A | #N/A | #N/A | #N/A | #N/A
13 | [5 empty] | Interior | [10 empty] | #N/A | #N/A | [6 empty] | 0 | FixtureWattages | #N/A | #N/A |  | #N/A | #N/A | #N/A | #N/A | #N/A | #N/A | #N/A | #N/A | #N/A | #N/A | #N/A | #N/A | #N/A | #N/A | #N/A | #N/A | #N/A | #N/A | #N/A | #N/A | #N/A | #N/A | #N/A | #N/A | #N/A | #N/A | #N/A | #N/A | #N/A | #N/A | #N/A | #N/A | #N/A | #N/A | #N/A | #N/A | #N/A | #N/A | #N/A | #N/A | #N/A | #N/A | #N/A | #N/A | #N/A | #N/A | #N/A | #N/A | #N/A | #N/A | #N/A | #N/A | #N/A | #N/A | #N/A | #N/A | #N/A | #N/A | #N/A | #N/A | #N/A | 0 | FixtureWattages | #N/A | #N/A | #N/A | #N/A | #N/A | #N/A | #N/A | #N/A | #N/A | #N/A | #N/A | #N/A | #N/A | #N/A | #N/A | #N/A | #N/A | #N/A | #N/A | #N/A | #N/A | #N/A | #N/A | #N/A | #N/A | #N/A | #N/A | #N/A | #N/A | #N/A | #N/A | #N/A | #N/A | #N/A | #N/A | #N/A | #N/A | #N/A | #N/A | #N/A | #N/A | #N/A | #N/A | #N/A | #N/A | #N/A | #N/A | #N/A | #N/A | #N/A | #N/A | #N/A | #N/A | #N/A | #N/A | #N/A | #N/A | #N/A | #N/A | #N/A | #N/A | #N/A | #N/A | #N/A | #N/A | #N/A | #N/A | #N/A | #N/A | #N/A | #N/A | #N/A | #N/A | #N/A | #N/A | #N/A | #N/A | #N/A | #N/A | #N/A | #N/A | #N/A | #N/A | #N/A | #N/A
14 | [5 empty] | Interior | [10 empty] | #N/A | #N/A | [6 empty] | 0 | FixtureWattages | #N/A | #N/A |  | #N/A | #N/A | #N/A | #N/A | #N/A | #N/A | #N/A | #N/A | #N/A | #N/A | #N/A | #N/A | #N/A | #N/A | #N/A | #N/A | #N/A | #N/A | #N/A | #N/A | #N/A | #N/A | #N/A | #N/A | #N/A | #N/A | #N/A | #N/A | #N/A | #N/A | #N/A | #N/A | #N/A | #N/A | #N/A | #N/A | #N/A | #N/A | #N/A | #N/A | #N/A | #N/A | #N/A | #N/A | #N/A | #N/A | #N/A | #N/A | #N/A | #N/A | #N/A | #N/A | #N/A | #N/A | #N/A | #N/A | #N/A | #N/A | #N/A | #N/A | #N/A | 0 | FixtureWattages | #N/A | #N/A | #N/A | #N/A | #N/A | #N/A | #N/A | #N/A | #N/A | #N/A | #N/A | #N/A | #N/A | #N/A | #N/A | #N/A | #N/A | #N/A | #N/A | #N/A | #N/A | #N/A | #N/A | #N/A | #N/A | #N/A | #N/A | #N/A | #N/A | #N/A | #N/A | #N/A | #N/A | #N/A | #N/A | #N/A | #N/A | #N/A | #N/A | #N/A | #N/A | #N/A | #N/A | #N/A | #N/A | #N/A | #N/A | #N/A | #N/A | #N/A | #N/A | #N/A | #N/A | #N/A | #N/A | #N/A | #N/A | #N/A | #N/A | #N/A | #N/A | #N/A | #N/A | #N/A | #N/A | #N/A | #N/A | #N/A | #N/A | #N/A | #N/A | #N/A | #N/A | #N/A | #N/A | #N/A | #N/A | #N/A | #N/A | #N/A | #N/A | #N/A | #N/A | #N/A | #N/A
15 | [5 empty] | Interior | [10 empty] | #N/A | #N/A | [6 empty] | 0 | FixtureWattages | #N/A | #N/A |  | #N/A | #N/A | #N/A | #N/A | #N/A | #N/A | #N/A | #N/A | #N/A | #N/A | #N/A | #N/A | #N/A | #N/A | #N/A | #N/A | #N/A | #N/A | #N/A | #N/A | #N/A | #N/A | #N/A | #N/A | #N/A | #N/A | #N/A | #N/A | #N/A | #N/A | #N/A | #N/A | #N/A | #N/A | #N/A | #N/A | #N/A | #N/A | #N/A | #N/A | #N/A | #N/A | #N/A | #N/A | #N/A | #N/A | #N/A | #N/A | #N/A | #N/A | #N/A | #N/A | #N/A | #N/A | #N/A | #N/A | #N/A | #N/A | #N/A | #N/A | #N/A | 0 | FixtureWattages | #N/A | #N/A | #N/A | #N/A | #N/A | #N/A | #N/A | #N/A | #N/A | #N/A | #N/A | #N/A | #N/A | #N/A | #N/A | #N/A | #N/A | #N/A | #N/A | #N/A | #N/A | #N/A | #N/A | #N/A | #N/A | #N/A | #N/A | #N/A | #N/A | #N/A | #N/A | #N/A | #N/A | #N/A | #N/A | #N/A | #N/A | #N/A | #N/A | #N/A | #N/A | #N/A | #N/A | #N/A | #N/A | #N/A | #N/A | #N/A | #N/A | #N/A | #N/A | #N/A | #N/A | #N/A | #N/A | #N/A | #N/A | #N/A | #N/A | #N/A | #N/A | #N/A | #N/A | #N/A | #N/A | #N/A | #N/A | #N/A | #N/A | #N/A | #N/A | #N/A | #N/A | #N/A | #N/A | #N/A | #N/A | #N/A | #N/A | #N/A | #N/A | #N/A | #N/A | #N/A | #N/A
16 | [5 empty] | Interior | [10 empty] | #N/A | #N/A | [6 empty] | 0 | FixtureWattages | #N/A | #N/A |  | #N/A | #N/A | #N/A | #N/A | #N/A | #N/A | #N/A | #N/A | #N/A | #N/A | #N/A | #N/A | #N/A | #N/A | #N/A | #N/A | #N/A | #N/A | #N/A | #N/A | #N/A | #N/A | #N/A | #N/A | #N/A | #N/A | #N/A | #N/A | #N/A | #N/A | #N/A | #N/A | #N/A | #N/A | #N/A | #N/A | #N/A | #N/A | #N/A | #N/A | #N/A | #N/A | #N/A | #N/A | #N/A | #N/A | #N/A | #N/A | #N/A | #N/A | #N/A | #N/A | #N/A | #N/A | #N/A | #N/A | #N/A | #N/A | #N/A | #N/A | #N/A | 0 | FixtureWattages | #N/A | #N/A | #N/A | #N/A | #N/A | #N/A | #N/A | #N/A | #N/A | #N/A | #N/A | #N/A | #N/A | #N/A | #N/A | #N/A | #N/A | #N/A | #N/A | #N/A | #N/A | #N/A | #N/A | #N/A | #N/A | #N/A | #N/A | #N/A | #N/A | #N/A | #N/A | #N/A | #N/A | #N/A | #N/A | #N/A | #N/A | #N/A | #N/A | #N/A | #N/A | #N/A | #N/A | #N/A | #N/A | #N/A | #N/A | #N/A | #N/A | #N/A | #N/A | #N/A | #N/A | #N/A | #N/A | #N/A | #N/A | #N/A | #N/A | #N/A | #N/A | #N/A | #N/A | #N/A | #N/A | #N/A | #N/A | #N/A | #N/A | #N/A | #N/A | #N/A | #N/A | #N/A | #N/A | #N/A | #N/A | #N/A | #N/A | #N/A | #N/A | #N/A | #N/A | #N/A | #N/A
17 | [5 empty] | Interior | [10 empty] | #N/A | #N/A | [6 empty] | 0 | FixtureWattages | #N/A | #N/A |  | #N/A | #N/A | #N/A | #N/A | #N/A | #N/A | #N/A | #N/A | #N/A | #N/A | #N/A | #N/A | #N/A | #N/A | #N/A | #N/A | #N/A | #N/A | #N/A | #N/A | #N/A | #N/A | #N/A | #N/A | #N/A | #N/A | #N/A | #N/A | #N/A | #N/A | #N/A | #N/A | #N/A | #N/A | #N/A | #N/A | #N/A | #N/A | #N/A | #N/A | #N/A | #N/A | #N/A | #N/A | #N/A | #N/A | #N/A | #N/A | #N/A | #N/A | #N/A | #N/A | #N/A | #N/A | #N/A | #N/A | #N/A | #N/A | #N/A | #N/A | #N/A | 0 | FixtureWattages | #N/A | #N/A | #N/A | #N/A | #N/A | #N/A | #N/A | #N/A | #N/A | #N/A | #N/A | #N/A | #N/A | #N/A | #N/A | #N/A | #N/A | #N/A | #N/A | #N/A | #N/A | #N/A | #N/A | #N/A | #N/A | #N/A | #N/A | #N/A | #N/A | #N/A | #N/A | #N/A | #N/A | #N/A | #N/A | #N/A | #N/A | #N/A | #N/A | #N/A | #N/A | #N/A | #N/A | #N/A | #N/A | #N/A | #N/A | #N/A | #N/A | #N/A | #N/A | #N/A | #N/A | #N/A | #N/A | #N/A | #N/A | #N/A | #N/A | #N/A | #N/A | #N/A | #N/A | #N/A | #N/A | #N/A | #N/A | #N/A | #N/A | #N/A | #N/A | #N/A | #N/A | #N/A | #N/A | #N/A | #N/A | #N/A | #N/A | #N/A | #N/A | #N/A | #N/A | #N/A | #N/A
18 | [5 empty] | Interior | [10 empty] | #N/A | #N/A | [6 empty] | 0 | FixtureWattages | #N/A | #N/A |  | #N/A | #N/A | #N/A | #N/A | #N/A | #N/A | #N/A | #N/A | #N/A | #N/A | #N/A | #N/A | #N/A | #N/A | #N/A | #N/A | #N/A | #N/A | #N/A | #N/A | #N/A | #N/A | #N/A | #N/A | #N/A | #N/A | #N/A | #N/A | #N/A | #N/A | #N/A | #N/A | #N/A | #N/A | #N/A | #N/A | #N/A | #N/A | #N/A | #N/A | #N/A | #N/A | #N/A | #N/A | #N/A | #N/A | #N/A | #N/A | #N/A | #N/A | #N/A | #N/A | #N/A | #N/A | #N/A | #N/A | #N/A | #N/A | #N/A | #N/A | #N/A | 0 | FixtureWattages | #N/A | #N/A | #N/A | #N/A | #N/A | #N/A | #N/A | #N/A | #N/A | #N/A | #N/A | #N/A | #N/A | #N/A | #N/A | #N/A | #N/A | #N/A | #N/A | #N/A | #N/A | #N/A | #N/A | #N/A | #N/A | #N/A | #N/A | #N/A | #N/A | #N/A | #N/A | #N/A | #N/A | #N/A | #N/A | #N/A | #N/A | #N/A | #N/A | #N/A | #N/A | #N/A | #N/A | #N/A | #N/A | #N/A | #N/A | #N/A | #N/A | #N/A | #N/A | #N/A | #N/A | #N/A | #N/A | #N/A | #N/A | #N/A | #N/A | #N/A | #N/A | #N/A | #N/A | #N/A | #N/A | #N/A | #N/A | #N/A | #N/A | #N/A | #N/A | #N/A | #N/A | #N/A | #N/A | #N/A | #N/A | #N/A | #N/A | #N/A | #N/A | #N/A | #N/A | #N/A | #N/A
19 | [5 empty] | Interior | [10 empty] | #N/A | #N/A | [6 empty] | 0 | FixtureWattages | #N/A | #N/A |  | #N/A | #N/A | #N/A | #N/A | #N/A | #N/A | #N/A | #N/A | #N/A | #N/A | #N/A | #N/A | #N/A | #N/A | #N/A | #N/A | #N/A | #N/A | #N/A | #N/A | #N/A | #N/A | #N/A | #N/A | #N/A | #N/A | #N/A | #N/A | #N/A | #N/A | #N/A | #N/A | #N/A | #N/A | #N/A | #N/A | #N/A | #N/A | #N/A | #N/A | #N/A | #N/A | #N/A | #N/A | #N/A | #N/A | #N/A | #N/A | #N/A | #N/A | #N/A | #N/A | #N/A | #N/A | #N/A | #N/A | #N/A | #N/A | #N/A | #N/A | #N/A | 0 | FixtureWattages | #N/A | #N/A | #N/A | #N/A | #N/A | #N/A | #N/A | #N/A | #N/A | #N/A | #N/A | #N/A | #N/A | #N/A | #N/A | #N/A | #N/A | #N/A | #N/A | #N/A | #N/A | #N/A | #N/A | #N/A | #N/A | #N/A | #N/A | #N/A | #N/A | #N/A | #N/A | #N/A | #N/A | #N/A | #N/A | #N/A | #N/A | #N/A | #N/A | #N/A | #N/A | #N/A | #N/A | #N/A | #N/A | #N/A | #N/A | #N/A | #N/A | #N/A | #N/A | #N/A | #N/A | #N/A | #N/A | #N/A | #N/A | #N/A | #N/A | #N/A | #N/A | #N/A | #N/A | #N/A | #N/A | #N/A | #N/A | #N/A | #N/A | #N/A | #N/A | #N/A | #N/A | #N/A | #N/A | #N/A | #N/A | #N/A | #N/A | #N/A | #N/A | #N/A | #N/A | #N/A | #N/A
20 | [16 empty] | #N/A | #N/A | [6 empty] | 0 | FixtureWattages | #N/A | #N/A |  | #N/A | #N/A | #N/A | #N/A | #N/A | #N/A | #N/A | #N/A | #N/A | #N/A | #N/A | #N/A | #N/A | #N/A | #N/A | #N/A | #N/A | #N/A | #N/A | #N/A | #N/A | #N/A | #N/A | #N/A | #N/A | #N/A | #N/A | #N/A | #N/A | #N/A | #N/A | #N/A | #N/A | #N/A | #N/A | #N/A | #N/A | #N/A | #N/A | #N/A | #N/A | #N/A | #N/A | #N/A | #N/A | #N/A | #N/A | #N/A | #N/A | #N/A | #N/A | #N/A | #N/A | #N/A | #N/A | #N/A | #N/A | #N/A | #N/A | #N/A | #N/A | 0 | FixtureWattages | #N/A | #N/A | #N/A | #N/A | #N/A | #N/A | #N/A | #N/A | #N/A | #N/A | #N/A | #N/A | #N/A | #N/A | #N/A | #N/A | #N/A | #N/A | #N/A | #N/A | #N/A | #N/A | #N/A | #N/A | #N/A | #N/A | #N/A | #N/A | #N/A | #N/A | #N/A | #N/A | #N/A | #N/A | #N/A | #N/A | #N/A | #N/A | #N/A | #N/A | #N/A | #N/A | #N/A | #N/A | #N/A | #N/A | #N/A | #N/A | #N/A | #N/A | #N/A | #N/A | #N/A | #N/A | #N/A | #N/A | #N/A | #N/A | #N/A | #N/A | #N/A | #N/A | #N/A | #N/A | #N/A | #N/A | #N/A | #N/A | #N/A | #N/A | #N/A | #N/A | #N/A | #N/A | #N/A | #N/A | #N/A | #N/A | #N/A | #N/A | #N/A | #N/A | #N/A | #N/A | #N/A
21 | [16 empty] | #N/A | #N/A | [6 empty] | 0 | FixtureWattages | #N/A | #N/A |  | #N/A | #N/A | #N/A | #N/A | #N/A | #N/A | #N/A | #N/A | #N/A | #N/A | #N/A | #N/A | #N/A | #N/A | #N/A | #N/A | #N/A | #N/A | #N/A | #N/A | #N/A | #N/A | #N/A | #N/A | #N/A | #N/A | #N/A | #N/A | #N/A | #N/A | #N/A | #N/A | #N/A | #N/A | #N/A | #N/A | #N/A | #N/A | #N/A | #N/A | #N/A | #N/A | #N/A | #N/A | #N/A | #N/A | #N/A | #N/A | #N/A | #N/A | #N/A | #N/A | #N/A | #N/A | #N/A | #N/A | #N/A | #N/A | #N/A | #N/A | #N/A | 0 | FixtureWattages | #N/A | #N/A | #N/A | #N/A | #N/A | #N/A | #N/A | #N/A | #N/A | #N/A | #N/A | #N/A | #N/A | #N/A | #N/A | #N/A | #N/A | #N/A | #N/A | #N/A | #N/A | #N/A | #N/A | #N/A | #N/A | #N/A | #N/A | #N/A | #N/A | #N/A | #N/A | #N/A | #N/A | #N/A | #N/A | #N/A | #N/A | #N/A | #N/A | #N/A | #N/A | #N/A | #N/A | #N/A | #N/A | #N/A | #N/A | #N/A | #N/A | #N/A | #N/A | #N/A | #N/A | #N/A | #N/A | #N/A | #N/A | #N/A | #N/A | #N/A | #N/A | #N/A | #N/A | #N/A | #N/A | #N/A | #N/A | #N/A | #N/A | #N/A | #N/A | #N/A | #N/A | #N/A | #N/A | #N/A | #N/A | #N/A | #N/A | #N/A | #N/A | #N/A | #N/A | #N/A | #N/A
22 | [16 empty] | #N/A | #N/A | [6 empty] | 0 | FixtureWattages | #N/A | #N/A |  | #N/A | #N/A | #N/A | #N/A | #N/A | #N/A | #N/A | #N/A | #N/A | #N/A | #N/A | #N/A | #N/A | #N/A | #N/A | #N/A | #N/A | #N/A | #N/A | #N/A | #N/A | #N/A | #N/A | #N/A | #N/A | #N/A | #N/A | #N/A | #N/A | #N/A | #N/A | #N/A | #N/A | #N/A | #N/A | #N/A | #N/A | #N/A | #N/A | #N/A | #N/A | #N/A | #N/A | #N/A | #N/A | #N/A | #N/A | #N/A | #N/A | #N/A | #N/A | #N/A | #N/A | #N/A | #N/A | #N/A | #N/A | #N/A | #N/A | #N/A | #N/A | 0 | FixtureWattages | #N/A | #N/A | #N/A | #N/A | #N/A | #N/A | #N/A | #N/A | #N/A | #N/A | #N/A | #N/A | #N/A | #N/A | #N/A | #N/A | #N/A | #N/A | #N/A | #N/A | #N/A | #N/A | #N/A | #N/A | #N/A | #N/A | #N/A | #N/A | #N/A | #N/A | #N/A | #N/A | #N/A | #N/A | #N/A | #N/A | #N/A | #N/A | #N/A | #N/A | #N/A | #N/A | #N/A | #N/A | #N/A | #N/A | #N/A | #N/A | #N/A | #N/A | #N/A | #N/A | #N/A | #N/A | #N/A | #N/A | #N/A | #N/A | #N/A | #N/A | #N/A | #N/A | #N/A | #N/A | #N/A | #N/A | #N/A | #N/A | #N/A | #N/A | #N/A | #N/A | #N/A | #N/A | #N/A | #N/A | #N/A | #N/A | #N/A | #N/A | #N/A | #N/A | #N/A | #N/A | #N/A
23 | [16 empty] | #N/A | #N/A | [6 empty] | 0 | FixtureWattages | #N/A | #N/A |  | #N/A | #N/A | #N/A | #N/A | #N/A | #N/A | #N/A | #N/A | #N/A | #N/A | #N/A | #N/A | #N/A | #N/A | #N/A | #N/A | #N/A | #N/A | #N/A | #N/A | #N/A | #N/A | #N/A | #N/A | #N/A | #N/A | #N/A | #N/A | #N/A | #N/A | #N/A | #N/A | #N/A | #N/A | #N/A | #N/A | #N/A | #N/A | #N/A | #N/A | #N/A | #N/A | #N/A | #N/A | #N/A | #N/A | #N/A | #N/A | #N/A | #N/A | #N/A | #N/A | #N/A | #N/A | #N/A | #N/A | #N/A | #N/A | #N/A | #N/A | #N/A | 0 | FixtureWattages | #N/A | #N/A | #N/A | #N/A | #N/A | #N/A | #N/A | #N/A | #N/A | #N/A | #N/A | #N/A | #N/A | #N/A | #N/A | #N/A | #N/A | #N/A | #N/A | #N/A | #N/A | #N/A | #N/A | #N/A | #N/A | #N/A | #N/A | #N/A | #N/A | #N/A | #N/A | #N/A | #N/A | #N/A | #N/A | #N/A | #N/A | #N/A | #N/A | #N/A | #N/A | #N/A | #N/A | #N/A | #N/A | #N/A | #N/A | #N/A | #N/A | #N/A | #N/A | #N/A | #N/A | #N/A | #N/A | #N/A | #N/A | #N/A | #N/A | #N/A | #N/A | #N/A | #N/A | #N/A | #N/A | #N/A | #N/A | #N/A | #N/A | #N/A | #N/A | #N/A | #N/A | #N/A | #N/A | #N/A | #N/A | #N/A | #N/A | #N/A | #N/A | #N/A | #N/A | #N/A | #N/A
24 | [16 empty] | #N/A | #N/A | [6 empty] | 0 | FixtureWattages | #N/A | #N/A |  | #N/A | #N/A | #N/A | #N/A | #N/A | #N/A | #N/A | #N/A | #N/A | #N/A | #N/A | #N/A | #N/A | #N/A | #N/A | #N/A | #N/A | #N/A | #N/A | #N/A | #N/A | #N/A | #N/A | #N/A | #N/A | #N/A | #N/A | #N/A | #N/A | #N/A | #N/A | #N/A | #N/A | #N/A | #N/A | #N/A | #N/A | #N/A | #N/A | #N/A | #N/A | #N/A | #N/A | #N/A | #N/A | #N/A | #N/A | #N/A | #N/A | #N/A | #N/A | #N/A | #N/A | #N/A | #N/A | #N/A | #N/A | #N/A | #N/A | #N/A | #N/A | 0 | FixtureWattages | #N/A | #N/A | #N/A | #N/A | #N/A | #N/A | #N/A | #N/A | #N/A | #N/A | #N/A | #N/A | #N/A | #N/A | #N/A | #N/A | #N/A | #N/A | #N/A | #N/A | #N/A | #N/A | #N/A | #N/A | #N/A | #N/A | #N/A | #N/A | #N/A | #N/A | #N/A | #N/A | #N/A | #N/A | #N/A | #N/A | #N/A | #N/A | #N/A | #N/A | #N/A | #N/A | #N/A | #N/A | #N/A | #N/A | #N/A | #N/A | #N/A | #N/A | #N/A | #N/A | #N/A | #N/A | #N/A | #N/A | #N/A | #N/A | #N/A | #N/A | #N/A | #N/A | #N/A | #N/A | #N/A | #N/A | #N/A | #N/A | #N/A | #N/A | #N/A | #N/A | #N/A | #N/A | #N/A | #N/A | #N/A | #N/A | #N/A | #N/A | #N/A | #N/A | #N/A | #N/A | #N/A
25 | [16 empty] | #N/A | #N/A | [6 empty] | 0 | FixtureWattages | #N/A | #N/A |  | #N/A | #N/A | #N/A | #N/A | #N/A | #N/A | #N/A | #N/A | #N/A | #N/A | #N/A | #N/A | #N/A | #N/A | #N/A | #N/A | #N/A | #N/A | #N/A | #N/A | #N/A | #N/A | #N/A | #N/A | #N/A | #N/A | #N/A | #N/A | #N/A | #N/A | #N/A | #N/A | #N/A | #N/A | #N/A | #N/A | #N/A | #N/A | #N/A | #N/A | #N/A | #N/A | #N/A | #N/A | #N/A | #N/A | #N/A | #N/A | #N/A | #N/A | #N/A | #N/A | #N/A | #N/A | #N/A | #N/A | #N/A | #N/A | #N/A | #N/A | #N/A | 0 | FixtureWattages | #N/A | #N/A | #N/A | #N/A | #N/A | #N/A | #N/A | #N/A | #N/A | #N/A | #N/A | #N/A | #N/A | #N/A | #N/A | #N/A | #N/A | #N/A | #N/A | #N/A | #N/A | #N/A | #N/A | #N/A | #N/A | #N/A | #N/A | #N/A | #N/A | #N/A | #N/A | #N/A | #N/A | #N/A | #N/A | #N/A | #N/A | #N/A | #N/A | #N/A | #N/A | #N/A | #N/A | #N/A | #N/A | #N/A | #N/A | #N/A | #N/A | #N/A | #N/A | #N/A | #N/A | #N/A | #N/A | #N/A | #N/A | #N/A | #N/A | #N/A | #N/A | #N/A | #N/A | #N/A | #N/A | #N/A | #N/A | #N/A | #N/A | #N/A | #N/A | #N/A | #N/A | #N/A | #N/A | #N/A | #N/A | #N/A | #N/A | #N/A | #N/A | #N/A | #N/A | #N/A | #N/A
26 | [16 empty] | #N/A | #N/A | [6 empty] | 0 | FixtureWattages | #N/A | #N/A |  | #N/A | #N/A | #N/A | #N/A | #N/A | #N/A | #N/A | #N/A | #N/A | #N/A | #N/A | #N/A | #N/A | #N/A | #N/A | #N/A | #N/A | #N/A | #N/A | #N/A | #N/A | #N/A | #N/A | #N/A | #N/A | #N/A | #N/A | #N/A | #N/A | #N/A | #N/A | #N/A | #N/A | #N/A | #N/A | #N/A | #N/A | #N/A | #N/A | #N/A | #N/A | #N/A | #N/A | #N/A | #N/A | #N/A | #N/A | #N/A | #N/A | #N/A | #N/A | #N/A | #N/A | #N/A | #N/A | #N/A | #N/A | #N/A | #N/A | #N/A | #N/A | 0 | FixtureWattages | #N/A | #N/A | #N/A | #N/A | #N/A | #N/A | #N/A | #N/A | #N/A | #N/A | #N/A | #N/A | #N/A | #N/A | #N/A | #N/A | #N/A | #N/A | #N/A | #N/A | #N/A | #N/A | #N/A | #N/A | #N/A | #N/A | #N/A | #N/A | #N/A | #N/A | #N/A | #N/A | #N/A | #N/A | #N/A | #N/A | #N/A | #N/A | #N/A | #N/A | #N/A | #N/A | #N/A | #N/A | #N/A | #N/A | #N/A | #N/A | #N/A | #N/A | #N/A | #N/A | #N/A | #N/A | #N/A | #N/A | #N/A | #N/A | #N/A | #N/A | #N/A | #N/A | #N/A | #N/A | #N/A | #N/A | #N/A | #N/A | #N/A | #N/A | #N/A | #N/A | #N/A | #N/A | #N/A | #N/A | #N/A | #N/A | #N/A | #N/A | #N/A | #N/A | #N/A | #N/A | #N/A
27 | [16 empty] | #N/A | #N/A | [6 empty] | 0 | FixtureWattages | #N/A | #N/A |  | #N/A | #N/A | #N/A | #N/A | #N/A | #N/A | #N/A | #N/A | #N/A | #N/A | #N/A | #N/A | #N/A | #N/A | #N/A | #N/A | #N/A | #N/A | #N/A | #N/A | #N/A | #N/A | #N/A | #N/A | #N/A | #N/A | #N/A | #N/A | #N/A | #N/A | #N/A | #N/A | #N/A | #N/A | #N/A | #N/A | #N/A | #N/A | #N/A | #N/A | #N/A | #N/A | #N/A | #N/A | #N/A | #N/A | #N/A | #N/A | #N/A | #N/A | #N/A | #N/A | #N/A | #N/A | #N/A | #N/A | #N/A | #N/A | #N/A | #N/A | #N/A | 0 | FixtureWattages | #N/A | #N/A | #N/A | #N/A | #N/A | #N/A | #N/A | #N/A | #N/A | #N/A | #N/A | #N/A | #N/A | #N/A | #N/A | #N/A | #N/A | #N/A | #N/A | #N/A | #N/A | #N/A | #N/A | #N/A | #N/A | #N/A | #N/A | #N/A | #N/A | #N/A | #N/A | #N/A | #N/A | #N/A | #N/A | #N/A | #N/A | #N/A | #N/A | #N/A | #N/A | #N/A | #N/A | #N/A | #N/A | #N/A | #N/A | #N/A | #N/A | #N/A | #N/A | #N/A | #N/A | #N/A | #N/A | #N/A | #N/A | #N/A | #N/A | #N/A | #N/A | #N/A | #N/A | #N/A | #N/A | #N/A | #N/A | #N/A | #N/A | #N/A | #N/A | #N/A | #N/A | #N/A | #N/A | #N/A | #N/A | #N/A | #N/A | #N/A | #N/A | #N/A | #N/A | #N/A | #N/A
28 | [16 empty] | #N/A | #N/A | [6 empty] | 0 | FixtureWattages | #N/A | #N/A |  | #N/A | #N/A | #N/A | #N/A | #N/A | #N/A | #N/A | #N/A | #N/A | #N/A | #N/A | #N/A | #N/A | #N/A | #N/A | #N/A | #N/A | #N/A | #N/A | #N/A | #N/A | #N/A | #N/A | #N/A | #N/A | #N/A | #N/A | #N/A | #N/A | #N/A | #N/A | #N/A | #N/A | #N/A | #N/A | #N/A | #N/A | #N/A | #N/A | #N/A | #N/A | #N/A | #N/A | #N/A | #N/A | #N/A | #N/A | #N/A | #N/A | #N/A | #N/A | #N/A | #N/A | #N/A | #N/A | #N/A | #N/A | #N/A | #N/A | #N/A | #N/A | 0 | FixtureWattages | #N/A | #N/A | #N/A | #N/A | #N/A | #N/A | #N/A | #N/A | #N/A | #N/A | #N/A | #N/A | #N/A | #N/A | #N/A | #N/A | #N/A | #N/A | #N/A | #N/A | #N/A | #N/A | #N/A | #N/A | #N/A | #N/A | #N/A | #N/A | #N/A | #N/A | #N/A | #N/A | #N/A | #N/A | #N/A | #N/A | #N/A | #N/A | #N/A | #N/A | #N/A | #N/A | #N/A | #N/A | #N/A | #N/A | #N/A | #N/A | #N/A | #N/A | #N/A | #N/A | #N/A | #N/A | #N/A | #N/A | #N/A | #N/A | #N/A | #N/A | #N/A | #N/A | #N/A | #N/A | #N/A | #N/A | #N/A | #N/A | #N/A | #N/A | #N/A | #N/A | #N/A | #N/A | #N/A | #N/A | #N/A | #N/A | #N/A | #N/A | #N/A | #N/A | #N/A | #N/A | #N/A
29 | [16 empty] | #N/A | #N/A | [6 empty] | 0 | FixtureWattages | #N/A | #N/A |  | #N/A | #N/A | #N/A | #N/A | #N/A | #N/A | #N/A | #N/A | #N/A | #N/A | #N/A | #N/A | #N/A | #N/A | #N/A | #N/A | #N/A | #N/A | #N/A | #N/A | #N/A | #N/A | #N/A | #N/A | #N/A | #N/A | #N/A | #N/A | #N/A | #N/A | #N/A | #N/A | #N/A | #N/A | #N/A | #N/A | #N/A | #N/A | #N/A | #N/A | #N/A | #N/A | #N/A | #N/A | #N/A | #N/A | #N/A | #N/A | #N/A | #N/A | #N/A | #N/A | #N/A | #N/A | #N/A | #N/A | #N/A | #N/A | #N/A | #N/A | #N/A | 0 | FixtureWattages | #N/A | #N/A | #N/A | #N/A | #N/A | #N/A | #N/A | #N/A | #N/A | #N/A | #N/A | #N/A | #N/A | #N/A | #N/A | #N/A | #N/A | #N/A | #N/A | #N/A | #N/A | #N/A | #N/A | #N/A | #N/A | #N/A | #N/A | #N/A | #N/A | #N/A | #N/A | #N/A | #N/A | #N/A | #N/A | #N/A | #N/A | #N/A | #N/A | #N/A | #N/A | #N/A | #N/A | #N/A | #N/A | #N/A | #N/A | #N/A | #N/A | #N/A | #N/A | #N/A | #N/A | #N/A | #N/A | #N/A | #N/A | #N/A | #N/A | #N/A | #N/A | #N/A | #N/A | #N/A | #N/A | #N/A | #N/A | #N/A | #N/A | #N/A | #N/A | #N/A | #N/A | #N/A | #N/A | #N/A | #N/A | #N/A | #N/A | #N/A | #N/A | #N/A | #N/A | #N/A | #N/A
30 | [16 empty] | #N/A | #N/A | [6 empty] | 0 | FixtureWattages | #N/A | #N/A |  | #N/A | #N/A | #N/A | #N/A | #N/A | #N/A | #N/A | #N/A | #N/A | #N/A | #N/A | #N/A | #N/A | #N/A | #N/A | #N/A | #N/A | #N/A | #N/A | #N/A | #N/A | #N/A | #N/A | #N/A | #N/A | #N/A | #N/A | #N/A | #N/A | #N/A | #N/A | #N/A | #N/A | #N/A | #N/A | #N/A | #N/A | #N/A | #N/A | #N/A | #N/A | #N/A | #N/A | #N/A | #N/A | #N/A | #N/A | #N/A | #N/A | #N/A | #N/A | #N/A | #N/A | #N/A | #N/A | #N/A | #N/A | #N/A | #N/A | #N/A | #N/A | 0 | FixtureWattages | #N/A | #N/A | #N/A | #N/A | #N/A | #N/A | #N/A | #N/A | #N/A | #N/A | #N/A | #N/A | #N/A | #N/A | #N/A | #N/A | #N/A | #N/A | #N/A | #N/A | #N/A | #N/A | #N/A | #N/A | #N/A | #N/A | #N/A | #N/A | #N/A | #N/A | #N/A | #N/A | #N/A | #N/A | #N/A | #N/A | #N/A | #N/A | #N/A | #N/A | #N/A | #N/A | #N/A | #N/A | #N/A | #N/A | #N/A | #N/A | #N/A | #N/A | #N/A | #N/A | #N/A | #N/A | #N/A | #N/A | #N/A | #N/A | #N/A | #N/A | #N/A | #N/A | #N/A | #N/A | #N/A | #N/A | #N/A | #N/A | #N/A | #N/A | #N/A | #N/A | #N/A | #N/A | #N/A | #N/A | #N/A | #N/A | #N/A | #N/A | #N/A | #N/A | #N/A | #N/A | #N/A
TOTALS | [11 empty] | 0 |  | 0 | 0 | 0 |  |  | #REF! | 0
[13 empty] | Estimated Annual Cost savings |  |  | 0 | [8 empty] | Fixture Type Lookup List -EXISTING |  |  | Existing begin | End |  |  | 3 | 50
[25 empty] | 1 | 2 | 3 | 4 | 5 |  |  | 52 | 108
Prescriptive Measures | [12 empty] | Annual Hours of Operation | Annual kWh Savings | Total Installed Wattage Reduction | PACE Reward | [8 empty] | 4-ft fluorescent |  | Fixture Wattages | 3 | 67 |  |  | 111 | 144
31 | Low-wattage Fluorescent T8 lamps - 4 foot or U-bend, 28W or less | [7 empty] | 4 |  | 1.5 |  |  |  |  | 0 | [8 empty] | 8-ft fluorescent |  | Fixture Wattages | 128 | 161 |  |  | 180 | 228
32 | Reflector Kits | [7 empty] | 8 |  | 10 |  |  |  |  | 0 | [8 empty] | Compact fluorescent |  | Fixture Wattages | 250 | 279 |  |  | 229 | 258
33 | High Bay Fluorescent Fixtures (includes parking garage applications) Must have high efficiency electronic ballasts. | [23 empty] | Incandescent |  | Fixture Wattages | 283 | 300 |  |  | 262 | 279
34 | 2-lamp T5H0, 3-lamp T5H0, 4-lamp T8 |  |  | Replace HID 175W–250W |  |  |  |  | 102.5 |  | 35 |  |  |  |  | 0 | [8 empty] | High-intensity discharge |  | Fixture Wattages | 304 | 356 |  |  | 283 | 335
35 | 3-lamp T8VH0, 4- to 6-lamp T5H0, 6- to 8-lamp T8 |  |  | Replace HID 310W–400W |  |  |  |  | 179.25 |  | 10 |  |  |  |  | 0 | [8 empty] | Other |  | Fixture Wattages | 384 | 385 |  |  | 336 | 360
36 | 6-lamp T8VH0, 8-lamp T5H0, 12- to 16-lamp T8 |  |  | Replace HID 750W |  |  |  |  | 382 |  | 68 |  |  |  |  | 0 | [8 empty] | end of list | [6 empty] | 363 | 364
37 | 8-lamp T8VH0, 10-lamp T5H0, 18- to 20-lamp T8 |  |  | Replace HID 1000W |  |  |  |  | 496 |  | 190 |  |  |  |  | 0 | [8 empty] | Fixture Type Lookup List - PROPOSED |  |  |  |  | Proposed begin | End
31 | Permanently Installed Interior Automatic Controls | [7 empty] | Wattage Controlled per Control | Savings Factor | Rebate / Watt Controlled | Enter Number of Controls | [12 empty] | 1 | 2 | 3 |  |  | 6 | 7
32 | Wall Mount Occupancy Sensor |  |  | 50W – 300W connected load |  |  |  |  | 40 |  | 50 |  |  |  |  | 0 | [8 empty] | 4-ft fluorescent |  | Fixture Wattages |  |  | 69 | 125
33 |  |  |  | Greater than 300W connected load |  |  |  |  | 60 |  | 50 |  |  |  |  | 0 | [8 empty] | LED |  | Fixture Wattages |  |  | 197 | 249 |  |  | 363 | 364
34 | Ceiling Mount Occupancy Sensor |  |  | 50W – 300W connected load |  |  |  |  | 40 |  | 20 |  |  |  |  | 0 | [8 empty] | High-intensity discharge |  | Fixture Wattages |  |  | 357 | 381
35 |  |  |  | Greater than 300W connected load |  |  |  |  | 60 |  | 20 |  |  |  |  | 0 | [8 empty] | Other |  | Fixture Wattages |  |  | 384 | 385
36 | Photocell | [7 empty] | 40 |  | 20 |  |  |  |  | 0 | [8 empty] | end of list
37 | Non-dimming daylighting sensor (rebate amount per fixture controlled) | [7 empty] | 10 |  | 26 |  |  |  |  | 0 | [8 empty] | Interior or Exterior
38 | Dimming daylighting sensor (rebate amount per fixture controlled) | [7 empty] | 20 |  | 53 |  |  |  |  | 0 | [8 empty] | Interior
39 | Bi-level stairwell and parking garage fixture with Integrated Sensor | [7 empty] | 60 |  | 50 |  |  |  |  | 0 | [8 empty] | Exterior
40 | Integral occupancy controls on fluorescent or LED fixtures | [7 empty] | 19 |  | 20 |  |  |  |  | 0 | [8 empty] | end of list
32 | Networked Lighting Control | Rebates are based on the amount of watts controlled by the system. Rebates are available for networked lighting control equipment that meet the following system requirements: (1) Design Lights Consortium (DLC) Qualified: Control equipment must be on the DLC Qualified Product List (QPL) designlights.org/lighting-controls/download-the-qpl/; (2) High End Trim: Required, 80% or lower; (3) Daylighting: Must be deployed where side and top lighting is available as defined in IECC 2015, https://codes.iccsafe.org/public/document/IECC2015/chapter-4-ce-commercial-energy-efficiency; (4) Occupancy sensing: Controls configured in occupancy or vacancy mode with timeout set to 20 minutes or less. (5) Commissioning: Project has been commissioned to comply with the above requirements 1-4. Networked lighting control systems with additional capabilities may be eligible for increased rebates through the Advanced Lighting Controls Custom offering. (6) Controlled fixtures must be LED, either retrofit in conjunction with the controls installation or installed within the past 5 years. Spec sheets and invoices for connected LED fixtures must be provided to verify the controlled wattage. | [7 empty] | 47% | 0.4 |  |  |  |  | 0
33 | Combo Continous Dimming (photocell) and Occupancy/Vacancy | [8 empty] | 38% | 0.15 |  |  |  |  | 0
34 | Continous Dimming (photocell) | [8 empty] | 28% | 0.1 |  |  |  |  | 0
35 | Occupancy/Vacancy | [8 empty] | 24% | 0.1 |  |  |  |  | 0
36 | Refrigerated LED Case Lighting 5- and 6-foot Doors | [7 empty] | Deemed Savings Watts/fixture |  | Rebate | Enter Number of Doors
37 | Cases with 5 ft. and 6 ft. doors (replacing T12 or T8) - rebate per door | [7 empty] | 76 |  | 30 |  |  |  |  | 0
38 | LED Refrigerated Case and Walk-in Lighting | [7 empty] | Deemed Savings Watts/fixture |  | Rebate | Enter Number of 4' Sections
39 | Replacing T10 or T12 with magnetic ballast in walk-ins and open or reach-in displays - per 4' | [7 empty] | 34 |  | 100 |  |  |  |  | 0
40 | Replacing T8 with electronic ballast in walk-ins and open or reach-in display cases - per 4' | [7 empty] | 25 |  | 100 |  |  |  |  | 0
[13 empty] | TOTALS | 0 | 0 | 0
NOTICE: This tool is for estimating purposes only and does not serve as a guarantee of a rebate or of final rebate amounts. These rebates are specifically for retrofit projects in which the lumen output of the proposed system is similar to the existing system and the energy savings is within a reasonably expected range. Rebates will be issued on a first-come, first-served basis until all funding is committed. Rebates are contingent on applicants and equipment meeting eligibility requirements. Visit www.PACEpartners.com for full terms and conditions. | [20 empty] | LG Cust/Typ | 0.7 | 0 | 0
[21 empty] | Sm/Med HTR | 0.8 | 0 | 0
| Rebate Amounts by Fixture Type | [5 empty] | Rebate ($/Watt) |  | De-lamping Bonus for Retrofit Kits or New Fixtures ($/Watt)
| LED linear tubes | [5 empty] | 0.3 |  | NA
| LED hardwired retrofit kits and fixtures | [5 empty] | 0.75 |  | NA
| LED replacement lamps/bulbs | [5 empty] | 0.1 |  | NA
| Ceramic Metal Halides | [5 empty] | 0.2 |  | NA
| All other retrofits and replacements | [5 empty] | 0.4 |  | NA
| Equipment Requirements | [19 empty] | 0.85 | 0.78 | 0 | 0
| Fluorescent Fixtures Rebates are based on: One-for-one replacement of fixtures. Wattages for existing and new fixtures is determined by the number of operable sockets - not the number of lamps operating at the time of the upgrade. or Permanent removal of at least one lamp with remaining lamps upgraded to efficiency equivalent of at least T8. The sockets for the eliminated lamps must be removed and no more than 50% of the original lamp quantity may be removed. The new fixtures must include high efficiency electronic ballasts. 4-foot fluorescent T8 fixtures, associated lamps and ballasts must appear on the Consortium of Energy Efficiency’s listing of qualified products. All fluorescent lamps must be 800 Series or above. | [19 empty] | 0.78 | 0.78 | 0 | 0
| LED Lamps, Retrofit Kits and Fixtures 1. Rebates are based on one-for-one replacement of existing lamps or fixtures with LED lamps, retrofit kits or fixtures that are ENERGY STAR-qualified, DesignLights Consortium-qualified, or have a DOE Lighting Facts Label. 2. LED Lamps are defined as LED components designed for installation in existing built-environment luminaires without requiring modification to the luminaries. 3. Retrofit kits are defined as LED components designed for installation in existing built-environment luminaires and requiring modification to the existing luminaire. This includes downlight retrofit kits with screw-in leads or bases. 4. LED lamps, retrofit kits of fixtures installed outdoors must be rated for exterior use. 5. Exterior replacement fixtures must be either A. Dark Sky Compliant listed fixtures or B. Full cutoff and no more than 3,000 K in color temperature. Exterior retrofit kits or replacement lamps are exempted from this requirement, but remain subject to local code requirements. | [19 empty] | Sm/Med HTR | #DIV/0! | 0 | 0
Ceramic Metal Halides - Rebates are based on one-for-one replacement of incandescent, halogen, mercury vapor, high-pressure sodium, metal halide, or pulse start metal halide fixtures. Ceramic metal halide lamp wattage must be lower than existing lamp wattage.
Low-Wattage Fluorescent T8 Lamps - Replace 32W T8 lamps with 28W or less lamps. Cannot be applied in addition to other T8 rebates.
Reflector Kits - Reflector kits must be installed in conjunction with delamping or installation of lower wattage lamps (e.g., 32 Watt lamps to 28 Watt lamps). Reflector must have a reflectivity value equal to or greater than 90% and match the new number of new fluorescent lamps.
High Bay Fluorescent Fixtures - Rebates are based on a one-for-one replacement of HID fixtures ranging in size from 175W to 1000W. High-efficiency electronic ballasts are required for all fixtures using 4-foot, 4-lamp or less T8 ballasts. Other fixture configurations offering comparable wattage reductions will be considered.
Permanently Installed Interior Automatic Controls - Controls must be permanently installed. Controls can only qualify for a rebate when controlling interior fixtures. These rebates can be applied to fixtures with integral controls. This category does not apply to replacing any existing automatic controls, or new controls replacing identically functioning existing controls. Manual dimmers are not eligible.
Refrigerated LED Case Lighting 5- and 6-foot Doors - Rebates are based on replacement of T12 or T8 linear 5 to 6 foot fluorescent refrigerated case door lighting with 5 to 6 foot LED refrigerated case door strip lighting. Rebates are per door, not per lamp. Linear LED tube lights do not qualify for this rebate. Lamps must be ENERGY STAR-qualified, DesignLights Consortium qualified, or have a DOE Lighting Facts Label.
LED Refrigerated Case and Walk-in Lighting - Rebates are based on replacement of T10, T12 or T8 fluorescent systems with LED strip lighting. Rebates are per 4 foot section installed, not per lamp. Linear LED tube lights do not qualify for this rebate. Lamps must be ENERGY STAR-qualified, DesignLights Consortium qualified, or have a DOE Lighting Facts Label.
Note on DM91: perrya: NTG .85 if T8 retrofit and add .05 if new fixture or RFK or add .05 NTG if T12 uses RFK or new fixture

## FixtureWattages (hidden)
Lighting Fixture Input Lists |  | 1
2
4-ft fluorescent |  | 3
EXISTING T12 |  | 4
1-lamp F48T12 4' 30W magnetic ballast | 49 | 5
1-lamp F40T12 4' 34W magnetic ballast | 42 | 6
1-lamp F40T12 4' 40W magnetic ballast | 41 | 7
1-lamp F48T12 4' 40W magnetic ballast | 62 | 8
2-lamp F48T12 4' 30W magnetic ballast | 80 | 9
2-lamp F40T12 4' 34W magnetic ballast | 67 | 10
2-lamp F40T12 4' 40W magnetic ballast | 87 | 11
2-lamp F48T12 4' 40W magnetic ballast | 98 | 12
3-lamp F40T12 4' 34W magnetic ballast | 104 | 13
3-lamp F40T12 4' 40W magnetic ballast | 141 | 14
4-lamp F40T12 4' 34W magnetic ballast | 144 | 15
4-lamp F40T12 4' 40W magnetic ballast | 172 | 16
1-lamp F48T12 4' 30W stnd electronic ballast | 39 | 17
1-lamp F40T12 4' 34W stnd electronic ballast | 31 | 18
1-lamp F40T12 4' 40W stnd electronic ballast | 38 | 19
1-lamp F48T12 4' 40W stnd electronic ballast | 53 | 20
2-lamp F48T12 4' 30W stnd electronic ballast | 64 | 21
2-lamp F40T12 4' 34W stnd electronic ballast | 60 | 22
2-lamp F40T12 4' 40W stnd electronic ballast | 71 | 23
2-lamp F48T12 4' 40W stnd electronic ballast | 82 | 24
3-lamp F40T12 4' 34W stnd electronic ballast | 91 | 25
3-lamp F40T12 4' 40W stnd electronic ballast | 107 | 26
4-lamp F40T12 4' 34W stnd electronic ballast | 119 | 27
4-lamp F40T12 4' 40W stnd electronic ballast | 134 | 28
29
EXISTING T8 |  | 30
1-lamp F30T8 4' 30W ES magnetic ballast | 40 | 31
1-lamp F30T8 4' 30W ES stnd elec ballast /normal ballast factor | 31 | 32
1-lamp F32T8 4' 32W magnetic ballast | 35 | 33
1-lamp F32T8 4' 32W stnd elec ballast /normal ballast factor | 32 | 34
2-lampF30T8 4' 30W ES magnetic ballast | 82 | 35
2-lampF30T8 4' 30W ES stnd elec ballast /normal ballast factor | 54 | 36
2-lampF32T8 4' 32W magnetic ballast | 68 | 37
2-lampF32T8 4' 32W stnd elec ballast / low ballast factor | 52 | 38
2-lampF32T8 4' 32W stnd elec ballast /high ballast factor | 77 | 39
2-lampF32T8 4' 32W stnd elec ballast /normal ballast factor | 59 | 40
3-lamp F30T8 4' 30W ES stnd elec ballast /normal ballast factor | 77 | 41
3- lamp F32T8 4' 32W magnetic ballast | 100 | 42
3- lamp F32T8 4' 32W stnd elec ballast / low ballast factor | 78 | 43
3- lamp F32T8 4' 32W stnd elec ballast /high ballast factor | 115 | 44
3- lamp F32T8 4' 32W stnd elec ballast /normal ballast factor | 88 | 45
4-lamp F30T8 4' 30W ES stnd elec ballast /normal ballast factor | 104 | 46
4-lamp F32T8 4' 32W magnetic ballast | 131 | 47
4-lamp F32T8 4' 32W stnd elec ballast / low ballast factor | 104 | 48
4-lamp F32T8 4' 32W stnd elec ballast /high ballast factor | 153 | 49
4-lamp F32T8 4' 32W stnd elec ballast /normal ballast factor | 117 | 50
6-lamp F32T8 4' 32W high ballast factor | 221 | 51
6-lamp F32T8 4' 32W low ballast factor | 150 | 52
6-lamp F32T8 4' 32W normal ballast factor | 169 | 53
54
T5 FIXTURE |  | 55
1-lamp F28T5 4' 28W | 32 | 56
2-lamp F28T5 4' 28W | 63 | 57
3-lamp F28T5 4' 28W | 95 | 58
4-lamp F28T5 4' 28W | 126 | 59
1-lamp F35T5 5' 35W | 40 | 60
2-lamp 535T5 5' 35W | 77 | 61
1-lamp F54T5HO 4' 54W | 62 | 62
2-lamp F54T5HO 4' 54W | 117 | 63
3-lamp F54T5H0 4' 54W | 179 | 64
4-lamp F54T5HO 4' 54W | 234 | 65
5-lamp F54T5H0 4' 54W | 295 | 66
6-lamp F54T5H0 4' 54W | 358 | 67
68
Proposed |  | 69
STANDARD T8 (32W) / HIGH EFFICIENCY BALLAST REQUIRED |  | 70
1-lamp F32T8 4' 32W high ballast factor | 37 | 71 | 2-lamp F32T8 4' tandem high ballast factor | 73.5
1-lamp F32T8 4' 32W low ballast factor | 25 | 72 | 2-lamp F32T8 4' tandem low ballast factor | 48
1-lamp F32T8 4' 32W normal ballast factor | 28 | 73 | 2-lamp F32T8 4' tandem normal ballast factor | 55
2-lamp F32T8 4' 32W high ballast factor | 74 | 74
2-lamp F32T8 4' 32W low ballast factor | 50 | 75
2-lamp F32T8 4' 32W normal ballast factor | 56 | 76
3-lamp F32T8 4' 32W high ballast factor | 110 | 77 | 4-lamp F32T8 4' tandem high ballast factor | 146.5
3-lamp F32T8 4' 32W low ballast factor | 75 | 78 | 4-lamp F32T8 4' tandem low ballast factor | 96
3-lamp F32T8 4' 32W normal ballast factor | 84 | 79 | 4-lamp F32T8 4' tandem normal ballast factor | 108
4-lamp F32T8 4' 32W high ballast factor | 147 | 80 | 6-lamp F32T8 4' tandem high ballast factor | 220.5
4-lamp F32T8 4' 32W low ballast factor | 100 | 81 | 6-lamp F32T8 4' tandem low ballast factor | 144
4-lamp F32T8 4' 32W normal ballast factor | 113 | 82 | 6-lamp F32T8 4' tandem normal ballast factor | 165
6-lamp F32T8 4' 32W high ballast factor | 221 | 83
6-lamp F32T8 4' 32W low ballast factor | 150 | 84
6-lamp F32T8 4' 32W normal ballast factor | 169 | 85
86
LOW WATTAGE T8 (25/28W) / HIGH EFFICIENCY BALLAST REQUIRED |  | 87
1-lamp F25T8 4' 25W high ballast factor | 29 | 88
1-lamp F25T8 4' 25W low ballast factor | 20 | 89
1-lamp F25T8 4' 25W normal ballast factor | 22 | 90
1-lampF28T8 4' 28W high ballast factor | 32 | 91
1-lampF28T8 4' 28W low ballast factor | 22 | 92
1-lampF28T8 4' 28W normal ballast factor | 25 | 93
2-lamp F25T8 4' 25W high ballast factor | 58 | 94 | 2-lamp F28T8 4' tandem high ballast factor | 65
2-lamp F25T8 4' 25W low ballast factor | 39 | 95 | 2-lamp F28T8 4' tandem low ballast factor | 42
2-lamp F25T8 4' 25W normal ballast factor | 44 | 96 | 2-lamp F28T8 4' tandem normal ballast factor | 48
2-lamp F28T8 4' 28W high ballast factor | 64 | 97 | 4-lamp F28T8 4' tandem high ballast factor | 123
2-lamp F28T8 4' 28W low ballast factor | 44 | 98 | 4-lamp F28T8 4' tandem low ballast factor | 84
2-lamp F28T8 4' 28W normal ballast factor | 49 | 99 | 4-lamp F28T8 4' tandem normal ballast factor | 95
3-lamp F25T8 4' 25W high ballast factor | 94 | 100 | 6-lamp F28T8 4' tandem high ballast factor | 188
3-lamp F25T8 4' 25W low ballast factor | 59 | 101 | 6-lamp F28T8 4' tandem low ballast factor | 132
3-lamp F25T8 4' 25W normal ballast factor | 66 | 102 | 6-lamp F28T8 4' tandem normal ballast factor | 146
3-lampF28T8 4' 28W high ballast factor | 97 | 103
3-lampF28T8 4' 28W low ballast factor | 66 | 104
3-lampF28T8 4' 28W normal ballast factor | 74 | 105
4-lamp F25T8 4' 25W high ballast factor | 115 | 106
4-lamp F25T8 4' 25W low ballast factor | 78 | 107
4-lamp F25T8 4' 25W normal ballast factor | 88 | 108
4-lamp F28T8 4' 28W high ballast factor | 129 | 109
4-lamp F28T8 4' 28W low ballast factor | 87 | 110
4-lamp F28T8 4' 28W normal ballast factor | 99 | 111
112
T5 FIXTURE |  | 113
1-lamp F28T5 4' 28W | 32 | 114
2-lamp F28T5 4' 28W | 63 | 115
3-lamp F28T5 4' 28W | 95 | 116
4-lamp F28T5 4' 28W | 126 | 117
1-lamp F35T5 5' 35W | 40 | 118
2-lamp 535T5 5' 35W | 77 | 119
1-lamp F54T5HO 4' 54W | 62 | 120
2-lamp F54T5HO 4' 54W | 117 | 121
3-lamp F54T5H0 4' 54W | 179 | 122
4-lamp F54T5HO 4' 54W | 234 | 123
5-lamp F54T5H0 4' 54W | 295 | 124
6-lamp F54T5H0 4' 54W | 358 | 125
126
8-ft fluorescent |  | 127
128
EXISTING T12 |  | 129
1-lamp F96T12 8' 60W magnetic ballast | 74 | 130
1-lamp F96T12 8' 75W magnetic ballast | 94 | 131
1-lamp F96T12 8' 95W HO magnetic ballast | 120 | 132
1-lamp F96T12 8' 110W HO magnetic ballast | 121 | 133
1-lamp F95T12 8' 185W HO magnetic ballast | 198 | 134
1-lamp F95T12 8' 215W HO magnetic ballast | 213 | 135
1-lamp F96T12 VHO 195W magnetic ballast | 190 | 136
1-lamp F96T12 VHO 215W magnetic ballast | 216 | 137
2-lamp F96T12 8' 60W magnetic ballast | 113 | 138
2-lamp F96T12 8' 75W magnetic ballast | 145 | 139
2-lamp F96T12 8' 95W HO magnetic ballast | 203 | 140
2-lamp F96T12 8' 110W HO magnetic ballast | 238 | 141
2-lamp F95T12 8' 185W HO magnetic ballast | 398 | 142
2-lamp F95T12 8' 215W HO magnetic ballast | 320 | 143
2-lamp F96T12 VHO 195W magnetic ballast | 325 | 144
2-lamp F96T12 VHO 215W magnetic ballast | 440 | 145
3-lamp F95T12 8' 185W HO magnetic ballast | 550 | 146
3-lamp F95T12 8' 215W HO magnetic ballast | 519 | 147
4-lamp F96T12 8' 60W magnetic ballast | 246 | 148
1-lamp F96T12 8' 60W stnd electronic ballast | 67 | 149
1-lamp F96T12 8' 75W stnd electronic ballast | 84 | 150
1-lamp F96T12 8' 110W HO electronic ballast | 119 | 151
2-lamp F96T12 8' 60W stnd electronic ballast | 105 | 152
2-lamp F96T12 8' 75W stnd electronic ballast | 133 | 153
2-lamp F96T12 8' 95W HO electronic ballast | 170 | 154
2-lamp F96T12 8' 110W HO electronic ballast | 205 | 155
156
EXISTING T8 |  | 157
1-lamp F96T8 8' 59W ES stnd electronic ballast | 64 | 158
2-lamp F96T8 8' 59W ES stnd electronic ballast | 104 | 159
1-lamp F96T8 8' 86W HO stnd electronic ballast | 100 | 160
2-lamp F96T8 8' 86W HO stnd electronic ballast | 160 | 161
162
proposed |  | 163
T8 / HIGH EFFICIENCY BALLAST REQUIRED |  | 164
2-lamp F32T8 4' tandem normal ballast factor | 55 | 165
2-lamp F32T8 4' tandem low ballast factor | 48 | 166
2-lamp F32T8 4' tandem high ballast factor | 73.5 | 167
2-lamp F28T8 4' tandem normal ballast factor | 48 | 168
2-lamp F28T8 4' tandem low ballast factor | 42 | 169
2-lamp F28T8 4' tandem high ballast factor | 65 | 170
4-lamp F32T8 4' tandem normal ballast factor | 108 | 171
4-lamp F32T8 4' tandem low ballast factor | 96 | 172
4-lamp F32T8 4' tandem high ballast factor | 146.5 | 173
4-lamp F28T8 4' tandem normal ballast factor | 95 | 174
4-lamp F28T8 4' tandem low ballast factor | 84 | 175
4-lamp F28T8 4' tandem high ballast factor | 123 | 176
6-lamp F32T8 4' tandem normal ballast factor | 165 | 177
6-lamp F32T8 4' tandem low ballast factor | 144 | 178
6-lamp F32T8 4' tandem high ballast factor | 220.5 | 179
6-lamp F28T8 4' tandem normal ballast factor | 146 | 180
6-lamp F28T8 4' tandem low ballast factor | 132 | 181
6-lamp F28T8 4' tandem high ballast factor | 188 | 182
1-lamp F96T8 8' 59W ES high ballast factor | 68 | 183
1-lamp F96T8 8' 59W ES low ballast factor | 47 | 184
1-lamp F96T8 8' 59W ES normal ballast factor | 52 | 185
2-lamp F96T8 8' 59W ES high ballast factor | 136 | 186
2-lamp F96T8 8' 59W ES low ballast factor | 94 | 187
2-lamp F96T8 8' 59W ES normal ballast factor | 104 | 188
1-lamp F96T8 8' 96W high ballast factor | 68 | 189
1-lamp F96T8 8' 96W low ballast factor | 47 | 190
1-lamp F96T8 8' 96W normal ballast factor | 52 | 191
2-lamp F96T8 8' 96W high ballast factor | 136 | 192
2-lamp F96T8 8' 96W low ballast factor | 94 | 193
2-lamp F96T8 8' 96W normal ballast factor | 104 | 194
195
LEDs and CFLs (incl screw-in bulbs and fixtures) |  | 196
197
LED REPLACEMENT BULBS |  | 198
LED Replacement Bulb, 3/6-W | 4 | 199
LED Replacement Bulb, 7/9-W | 8 | 200
LED Replacement Bulb, 10/12-W | 11 | 201
LED Replacement Bulb, 13/15-W | 14 | 202
LED Replacement Bulb, 16/17-W | 16.5 | 203
LED Replacement Bulb, 18/20-W | 19 | 204
LED Replacement Bulb, 19/22-W | 20.5 | 205
LED Replacement Bulb, 23/24-W | 23.5 | 206
LED Replacement Bulb, 25/28-W | 26.5 | 207
LED Replacement Bulb, 29/32-W | 30.5 | 208
LED Replacement Bulb, 33/39-W | 36 | 209
LED Replacement Bulb, 40/45-W | 44 | 210
LED Replacement Bulb, 46/60-W | 53 | 211
LED Replacement Bulb, 61/80-W | 70.5 | 212
213
LED SCREW-IN RECESSED DOWNLIGHT |  | 214
LED Screw-in downlight 7/9.9-W | 8.5 | 215
LED Screw-in downlight 10/12.9-W | 11.5 | 216
LED Screw-in downlight 13/15.9-W | 14.5 | 217
LED Screw-in downlight 16/19.9-W | 17.5 | 218
LED Screw-in downlight 20/22.9-W | 21.5 | 219
LED Screw-in downlight 23/27-W | 25 | 220
221
LED LINEAR TUBE |  | 222
LED Linear Tube – 8/10 W | 9 | 223
LED Linear Tube – 11/17 W | 14 | 224
LED Linear Tube – 18/20 W | 19 | 225
LED Linear Tube – 21/24 W | 22.5 | 226
227
HARDWIRED LED FIXTURES/RETROFIT KIT |  | 228
Hardwired LED, 7/9-W | 8 | 229
Hardwired LED, 10/12-W | 12 | 230
Hardwired LED, 13/16-W | 14.5 | 231
Hardwired LED, 17/21-W | 19 | 232
Hardwired LED, 22/26-W | 24 | 233
Hardwired LED, 27/32-W | 29.5 | 234
Hardwired LED, 33/39-W | 36 | 235
Hardwired LED, 40/44-W | 42 | 236
Hardwired LED, 45/49-W | 47 | 237
Hardwired LED, 50/59-W | 55 | 238
Hardwired LED, 60/69-W | 65 | 239
Hardwired LED, 70/79-W | 75 | 240
Hardwired LED, 80/89-W | 85 | 241
Hardwired LED, 90/109-W | 100 | 242
Hardwired LED, 110/129-W | 120 | 243
Hardwired LED, 130/149-W | 140 | 244
Hardwired LED, 150/179-W | 165 | 245
Hardwired LED, 180/219-W | 200 | 246
Hardwired LED, 220/259-W | 240 | 247
Hardwired LED, 260/299-W | 275 | 248
Hardwired LED, 300/400-W | 350 | 249
250
SCREW-IN CFL |  | 251
Screw-in compact fluorescent, 3/6-W | 4 | 252
Screw-in compact fluorescent, 5/7-W | 6 | 253
Screw-in compact fluorescent, 9/11-W | 10 | 254
Screw-in compact fluorescent, 13/15-W | 14 | 255
Screw-in compact fluorescent, 18/20-W | 19 | 256
Screw-in compact fluorescent, 23/24-W | 23.5 | 257
Screw-in compact fluorescent, 25/27-W | 26 | 258
Screw-in compact fluorescent, 29/32-W | 30.5 | 259
Screw-in compact fluorescent, 40/45-W | 42.5 | 260
GU24 CFL with GU24 CONVERSION KIT (Socket Lockit, etc.) |  | 261
GU24 based compact fluorescent with conv kit, 3/6-W | 4 | 262
GU24 based compact fluorescent with conv kit, 5/7-W | 6 | 263
GU24 based compact fluorescent with conv kit, 9/11-W | 10 | 264
GU24 based compact fluorescent with conv kit, 13/15-W | 14 | 265
GU24 based compact fluorescent with conv kit, 18/20-W | 19 | 266
GU24 based compact fluorescent with conv kit, 23/24-W | 23.5 | 267
GU24 based compact fluorescent with conv kit, 25/27-W | 26 | 268
GU24 based compact fluorescent with conv kit, 29/32-W | 30.5 | 269
GU24 based compact fluorescent with conv kit, 40/45-W | 42.5 | 270
271
HARDWIRED CFL FIXTURES |  | 272
Hardwired compact fluorescent, 7/9-W | 44 | 273
Hardwired compact fluorescent, 10/12-W | 8 | 274
Hardwired compact fluorescent, 13/15-W | 12 | 275
Hardwired compact fluorescent, 18/20-W | 14 | 276
Hardwired compact fluorescent, 23/25-W | 19 | 277
Hardwired compact fluorescent, 27/32-W | 24 | 278
Hardwired compact fluorescent, 40/45-W | 29.5 | 279
280
Incandescent (i.e., std light bulbs) |  | 281
282
existing |  | 283
INCANDESCENT/HALOGEN FIXTURE |  | 284
40-W incandescent | 40 | 285
50-W incandescent | 50 | 286
60-W incandescent | 60 | 287
65-W incandescent | 65 | 288
70-W incandescent | 70 | 289
75-W incandescent | 75 | 290
80-W incandescent | 80 | 291
90-W incandescent | 90 | 292
100-W incandescent | 100 | 293
125/130-W incandescent | 125 | 294
150-W incandescent | 150 | 295
300-W incandescent | 300 | 296
MR-16 halogen lamp, 20W | 20 | 297
MR-16 halogen lamp, 35W | 35 | 298
MR-16 halogen lamp, 40W | 40 | 299
MR-16 halogen lamp, 50W | 50 | 300
301
High-intensity discharge |  | 302
303
existing |  | 304
HP SODIUM ELEC BALLAST |  | 305
High Pressure Sodium 35W | 43 | 306
High Pressure Sodium 50W | 64 | 307
High Pressure Sodium 70W | 86 | 308
High Pressure Sodium 70W | 126 | 309
High Pressure Sodium 100W | 130 | 310
High Pressure Sodium 150W | 188 | 311
High Pressure Sodium 150W | 188 | 312
High Pressure Sodium 200W | 240 | 313
High Pressure Sodium 250W | 295 | 314
High Pressure Sodium 310W | 365 | 315
High Pressure Sodium 400W | 457 | 316
High Pressure Sodium 600W | 665 | 317
High Pressure Sodium 750W | 840 | 318
High Pressure Sodium 1000W | 1100 | 319
320
METAL HALIDE MAG BALLAST |  | 321
Metal Halide 32W | 38 | 322
Metal Halide 35W/39W | 48 | 323
Metal Halide 50W | 62 | 324
Metal Halide 70W | 93 | 325
Metal Halide 70W Double Ended | 94 | 326
Metal Halide 100W | 125 | 327
Metal Halide 100W Double Ended | 130 | 328
Metal Halide 175W | 210 | 329
Metal Halide 150W | 173 | 330
Metal Halide 150W Double Ended | 185 | 331
Metal Halide 250W | 295 | 332
Metal Halide 400W | 456 | 333
Metal Halide 800W | 890 | 334
Metal Halide 1000W | 1080 | 335
Metal Halide 1500W | 1610 | 336
Metal Halide 1650W | 1765 | 337
Metal Halide 2000W | 2140 | 338
339
MERC VAPOR MAG BALLAST |  | 340
Mercury Vapor 50W | 75 | 341
Mercury Vapor 75W | 75 | 342
Mercury Vapor 100W | 122 | 343
Mercury Vapor 175W | 205 | 344
Mercury Vapor 175W | 205 | 345
Mercury Vapor 250W | 285 | 346
Mercury Vapor 400W | 454 | 347
Mercury Vapor 400W | 880 | 348
Mercury Vapor 1,000W | 1080 | 349
350
PULSE START METAL HALIDE |  | 351
Pulse Start Metal Halide 350W | 375 | 352
Pulse Start Metal Halide 400W | 425 | 353
Pulse Start Metal Halide 450W | 480 | 354
Pulse Start Metal Halide 750W | 812 | 355
Pulse Start Metal Halide 1000W | 1080 | 356
357
CERAMIC METAL HALIDE FIXTURES w/ ELECTRONIC BALLAST |  | 358
Ceramic Metal Halide - 20 W integrated ballast | 20 | 359
Ceramic Metal Halide - 25 W integrated ballast | 25 | 360
Ceramic Metal Halide - 39 W lamp | 45 | 361
Ceramic Metal Halide - 50 W lamp | 55 | 362
Ceramic Metal Halide - 60 W lamp | 67 | 363
Ceramic Metal Halide - 70 W lamp | 77 | 364
Ceramic Metal Halide - 90 W lamp | 99 | 365
Ceramic Metal Halide - 100 W lamp | 118 | 366
Ceramic Metal Halide - 125 W lamp | 141 | 367
Ceramic Metal Halide - 150 W lamp | 168 | 368
Ceramic Metal Halide - 175 W lamp | 189 | 369
Ceramic Metal Halide - 200 W lamp | 218 | 370
Ceramic Metal Halide - 210 W lamp | 225 | 371
Ceramic Metal Halide - 250 W lamp | 275 | 372
Ceramic Metal Halide - 315 W lamp | 345 | 373
Ceramic Metal Halide - 320 W lamp | 349 | 374
Ceramic Metal Halide - 350 W lamp | 380 | 375
Ceramic Metal Halide - 360 W lamp | 418 | 376
Ceramic Metal Halide - 400 W lamp | 435 | 377
Ceramic Metal Halide - 450 W lamp | 480 | 378
Ceramic Metal Halide - 600 W lamp | 645 | 379
Ceramic Metal Halide - 750 W lamp | 814 | 380
Ceramic Metal Halide - 1000 W lamp | 1080 | 381
382
Other |  | 383
384
write in a fixture description here | 0 | 385
^ | 0
proposed
write in a fixture description here | 0
^ | 0
Automatic Controls | 0
Occupancy sensor (wall switch, ceiling, etc) -- 25% wattage reduction assumed | 0
Timer Switch (local control only) - 25% wattage reduction assumed | 0
Photo sensor controls - 25% wattage reduction assumed | 0
#REF!
^ | 0
1000-W metal halide (pulse start) | 1080
100-W ceramic metal halide | 112
100-W high pressure sodium | 130
100-W incandescent | 100
100-W Induction | 110
100-W metal halide (std or pulse start) | 130
125/130-W incandescent | 125
150 -W ceramic metal halide | 168
150-W high pressure sodium | 175
150-W incandescent | 150
150-W Induction | 160
150-W metal halide (std or pulse start) | 175
175-W high pressure sodium | 205
175-W metal halide (std or pulse start) | 205
1-lamp F25T8 & elec ballast / high effciency | 23
1-lamp F25T8 & elec ballast / low ballast factor / high efficiency | 21
1-lamp F25T8 & existing elec ballast / high effciency | 23
1-lamp F25T8 & existing elec ballast / low ballast factor / high efficiency | 21
1-lamp F28T5 | 28
1-lamp F28T8 & elec ballast / high efficiency | 25
1-lamp F28T8 & elec ballast / low ballast factor / high efficiency | 22
1-lamp F28T8 & existing elec ballast / high effciency | 25
1-lamp F28T8 & existing elec ballast / low ballast factor / high efficiency | 22
1-lamp F32T8 & elec ballast / high ballast factor / high efficiency | 41
1-lamp F32T8 & elec ballast / high efficiency | 28
1-lamp F32T8 & elec ballast / low ballast factor / high efficiency | 25
1-lamp F32T8 & standard electronic ballast | 32
1-lamp F32T8 relamp only & standard electronic ballast | 32
1-lamp F34T12 & magnetic ballast | 43
1-lamp F40T12 & magnetic ballast | 43
1-lamp F54T5HO 54-W | 62
1-lamp F96T12 60-W & magnetic ballast | 75
1-lamp F96T12 75-W & magnetic ballast | 93
1-lamp F96T12HO 110-W & magnetic ballast | 121
1-lamp F96T12HO 95-W & magnetic ballast | 123
1-lamp F96T12VHO 195-W & magnetic ballast | 190
1-lamp F96T12VHO 215-W & magnetic ballast | 216
1-lamp F96T8 59-W & elec ballast | 58
1-lamp F96T8 59-W & elec ballast / high efficiency | 53.5
200-W Induction | 210
20-W ceramic metal halide | 28
250-W high pressure sodium | 295
250-W metal halide (pulse start) | 290
250-W metal halide (std or pulse start) | 290
2-lamp F17T8 & elec ballast / low ballast factor / high efficiency | 24
2-lamp F25T8 & elec ballast / high effciency | 43
2-lamp F25T8 & elec ballast / low ballast factor / high efficiency | 36
2-lamp F25T8 & existing elec ballast / high effciency | 38
2-lamp F25T8 & existing elec ballast / low ballast factor / high efficiency | 44
2-lamp F28T5 | 56
2-lamp F28T8 & elec ballast / high ballast factor / high efficiency | 65
2-lamp F28T8 & elec ballast / high ballast factor / high efficiency | 65
2-lamp F28T8 & elec ballast / high efficiency | 48
2-lamp F28T8 & elec ballast / high efficiency | 48
2-lamp F28T8 & elec ballast / low ballast factor / high efficiency | 42
2-lamp F28T8 & elec ballast / low ballast factor / high efficiency | 42
2-lamp F28T8 & existing elec ballast / high effciency | 48
2-lamp F28T8 & existing elec ballast / low ballast factor / high efficiency | 42
2-lamp F32T8 & elec ballast / high ballast factor / high efficiency | 73.5
2-lamp F32T8 & elec ballast / high ballast factor / high efficiency | 73.5
2-lamp F32T8 & elec ballast / high efficiency | 55
2-lamp F32T8 & elec ballast / high efficiency | 55
2-lamp F32T8 & elec ballast / low ballast factor / high efficiency | 48
2-lamp F32T8 & elec ballast / low ballast factor / high efficiency | 48
2-lamp F32T8 & standard electronic ballast | 58
2-lamp F32T8 relamp only & standard electronic ballast | 58
2-lamp F34T12 & magnetic ballast | 72
2-lamp F40T12 & magnetic ballast | 72
2-lamp F54T5HO 54-W | 117
2-lamp F54T5HO 54-W | 117
2-lamp F96T12 60-W & magnetic ballast | 126
2-lamp F96T12 75-W & magnetic ballast | 158
2-lamp F96T12HO 110-W & magnetic ballast | 237
2-lamp F96T12HO 95-W & magnetic ballast | 207
2-lamp F96T12VHO 195-W & magnetic ballast | 325
2-lamp F96T12VHO 215-W & magnetic ballast | 440
2-lamp F96T8 59-W & elec ballast | 110
2-lamp F96T8 59-W & elec ballast / high efficiency | 106
2-lamp F96T8 86-W & elec ballast | 160
300-W incandescent | 300
320-W metal halide (pulse start) | 380
320-W metal halide (pulse start) | 380
350-W metal halide (pulse start) | 400
350-watt metal halide (pulse start) | 400
39-W ceramic metal halide | 45
3-lamp F25T8 & elec ballast / high effciency | 66
3-lamp F25T8 & elec ballast / low ballast factor / high efficiency | 57
3-lamp F25T8 & existing elec ballast / high effciency | 66
3-lamp F25T8 & existing elec ballast / low ballast factor / high efficiency | 57
3-lamp F28T8 & elec ballast / high ballast factor / high efficiency | 94
3-lamp F28T8 & elec ballast / high efficiency | 73
3-lamp F28T8 & elec ballast / low ballast factor / high efficiency | 66
3-lamp F28T8 & existing elec ballast / high effciency | 73
3-lamp F28T8 & existing elec ballast / low ballast factor / high efficiency | 66
3-lamp F28T8 & two elec ballasts / high efficiency | 73
3-lamp F28T8 & two elec ballasts / low ballast factor / high efficiency | 64
3-lamp F32T8 & elec ballast / high ballast factor / high efficiency | 110
3-lamp F32T8 & elec ballast / high efficiency | 83
3-lamp F32T8 & elec ballast / low ballast factor / high efficiency | 73
3-lamp F32T8 & standard electronic ballast | 85
3-lamp F32T8 & two elec ballasts / high ballast factor / high efficiency | 111
3-lamp F32T8 & two elec ballasts / high efficiency | 83
3-lamp F32T8 & two elec ballasts / low ballast factor / high efficiency | 73
3-lamp F32T8 relamp only& standard electronic ballast | 85
3-lamp F34T12 & magnetic ballast | 115
3-lamp F40T12 & magnetic ballast | 115
400-W high pressure sodium | 465
400-W metal halide (std or pulse start) | 458
40-W incandescent | 40
40-W Induction | 50
450-W metal halide (pulse start) | 508
4-lamp F25T8 & elec ballast / high effciency | 85
4-lamp F25T8 & elec ballast / low ballast factor / high efficiency | 75
4-lamp F25T8 & existing elec ballast / high effciency | 85
4-lamp F25T8 & existing elec ballast / low ballast factor / high efficiency | 75
4-lamp F28T8 & elec ballast / high ballast factor / high efficiency | 123
4-lamp F28T8 & elec ballast / high ballast factor / high efficiency | 123
4-lamp F28T8 & elec ballast / high efficiency | 95
4-lamp F28T8 & elec ballast / high efficiency | 96
4-lamp F28T8 & elec ballast / low ballast factor / high efficiency | 84
4-lamp F28T8 & elec ballast / low ballast factor / high efficiency | 84
4-lamp F28T8 & existing elec ballast / high effciency | 96
4-lamp F28T8 & existing elec ballast / low ballast factor / high efficiency | 84
4-lamp F28T8 & two elec ballasts / high efficiency | 96
4-lamp F28T8 & two elec ballasts / low ballast factor / high efficiency | 84
4-lamp F32T8 & elec ballast / high ballast factor / high efficiency | 146.5
4-lamp F32T8 & elec ballast / high ballast factor / high efficiency | 146.5
4-lamp F32T8 & elec ballast / high efficiency | 108
4-lamp F32T8 & elec ballast / high efficiency | 108
4-lamp F32T8 & elec ballast / low ballast factor / high efficiency | 96
4-lamp F32T8 & elec ballast / low ballast factor / high efficiency | 96
4-lamp F32T8 & standard electronic ballast | 114
4-lamp F32T8 & two elec ballasts / high efficiency | 110
4-lamp F32T8 & two elec ballasts / low ballast factor / high efficiency | 96
4-lamp F32T8 relamp only & standard electronic ballast | 114
4-lamp F34T12 & magnetic ballast | 144
4-lamp F40T12 & magnetic ballast | 144
4-lamp F54T5HO 54-W | 234
50-W incandescent | 50
55-W Induction | 65
60-W incandescent | 60
65-W incandescent | 65
6-lamp F28T8 & elec ballast / high ballast factor / high efficiency | 188
6-lamp F28T8 & elec ballast / high efficiency | 146
6-lamp F28T8 & elec ballast / low ballast factor / high efficiency | 132
6-lamp F32T8 & elec ballast / high ballast factor / high efficiency | 220.5
6-lamp F32T8 & elec ballast / high ballast factor / high efficiency | 220.5
6-lamp F32T8 & elec ballast / high efficiency | 165
6-lamp F32T8 & elec ballast / high efficiency | 165
6-lamp F32T8 & elec ballast / low ballast factor / high efficiency | 146
6-lamp F32T8 & elec ballast / low ballast factor / high efficiency | 144
6-lamp F54T5HO 54-W | 351
6-lamp F54T5HO 54-W | 351
70-W ceramic metal halide | 80
70-W high pressure sodium | 95
70-W incandescent | 70
70-W Induction | 80
75-W incandescent | 75
80-W incandescent | 80
90-W incandescent | 90
Compact fluorescent (2x7-W) exit sign | 21
Fixture Wattage Lookup Table (should refer to values listed above)
GU24 based compact fluorescent with conv kit, 13/15-W | 14
GU24 based compact fluorescent with conv kit, 18/20-W | 19
GU24 based compact fluorescent with conv kit, 23/24-W | 23.5
GU24 based compact fluorescent with conv kit, 25/27-W | 26
GU24 based compact fluorescent with conv kit, 29/32-W | 30.5
GU24 based compact fluorescent with conv kit, 3/6-W | 4
GU24 based compact fluorescent with conv kit, 40/45-W | 42.5
GU24 based compact fluorescent with conv kit, 5/7-W | 6
GU24 based compact fluorescent with conv kit, 9/11-W | 10
Hardwired compact fluorescent, 10/12-W | 12
Hardwired compact fluorescent, 13/15-W | 14
Hardwired compact fluorescent, 18/20-W | 19
Hardwired compact fluorescent, 23/25-W | 24
Hardwired compact fluorescent, 27/32-W | 29.5
Hardwired compact fluorescent, 40/45-W | 44
Hardwired compact fluorescent, 7/9-W | 8
Hardwired LED, 10/12-W (DLC or Energy Star required) | 12
Hardwired LED, 120/150-W (DLC or Energy Star required) | 135
Hardwired LED, 13/15-W (DLC or Energy Star required) | 14
Hardwired LED, 150/180-W (DLC or Energy Star required) | 160
Hardwired LED, 18/20-W (DLC or Energy Star required) | 19
Hardwired LED, 180/220-W (DLC or Energy Star required) | 200
Hardwired LED, 200/260-W (DLC or Energy Star required) | 255
Hardwired LED, 23/25-W (DLC or Energy Star required) | 24
Hardwired LED, 27/32-W (DLC or Energy Star required) | 29.5
Hardwired LED, 280/320-W (DLC or Energy Star required) | 300
Hardwired LED, 300/400-W (DLC or Energy Star required) | 350
Hardwired LED, 40/45-W (DLC or Energy Star required) | 42
Hardwired LED, 45/50-W (DLC or Energy Star required) | 45
Hardwired LED, 50/60-W (DLC or Energy Star required) | 55
Hardwired LED, 60/70-W (DLC or Energy Star required) | 65
Hardwired LED, 7/9-W (DLC or Energy Star required) | 8
Hardwired LED, 70/90-W (DLC or Energy Star required) | 75
Hardwired LED, 90/110-W (DLC or Energy Star required) | 110
Incandescent (2x15-W) exit sign | 30
LED exit sign | 3
LED Replacement Bulb, 10/12-W (DLC or Energy Star required) | 10
LED Replacement Bulb, 13/15-W (DLC or Energy Star required) | 14
LED Replacement Bulb, 18/20-W (DLC or Energy Star required) | 19
LED Replacement Bulb, 23/24-W (DLC or Energy Star required) | 23.5
LED Replacement Bulb, 25/27-W (DLC or Energy Star required) | 26
LED Replacement Bulb, 29/32-W (DLC or Energy Star required) | 30.5
LED Replacement Bulb, 3/6-W (DLC or Energy Star required) | 4
LED Replacement Bulb, 40/45-W (DLC or Energy Star required) | 44
LED Replacement Bulb, 45/60-W (DLC or Energy Star required) | 52.5
LED Replacement Bulb, 60/80-W (DLC or Energy Star required) | 70
LED Replacement Bulb, 7/9-W (DLC or Energy Star required) | 6
LED Sign (new) | 0
MR-16 halogen lamp, 20W | 20
MR-16 halogen lamp, 35W | 35
MR-16 halogen lamp, 40W | 40
MR-16 halogen lamp, 50W | 50
Neon Sign (existing) | 0
None | 0
Occupancy sensor (wall switch, ceiling, etc) -- 25% wattage reduction assumed | 0
Other | 0
Photo sensor controls - 25% wattage reduction assumed | 0
Screw-in Ceramic Metal Halide - 20/25W | 28
Screw-in compact fluorescent, 13/15-W | 14
Screw-in compact fluorescent, 18/20-W | 19
Screw-in compact fluorescent, 23/24-W | 23.5
Screw-in compact fluorescent, 25/27-W | 26
Screw-in compact fluorescent, 29/32-W | 30.5
Screw-in compact fluorescent, 3/6-W | 4
Screw-in compact fluorescent, 40/45-W | 42.5
Screw-in compact fluorescent, 5/7-W | 6
Screw-in compact fluorescent, 9/11-W | 10
Timer Switch (local control only) - 25% wattage reduction assumed | 0
Vending machine with no controls | 1280
Vending machine with occupancy sensor | 1100
write in a fixture description here | 0

## Miscellaneous Data (hidden)
Incentive Rate Inputs ($/W unless stated otherwise)
| 900 | Electric Utility | Retrofit | Screw-in CFL | New fixture | Retrofit kit |  |  | Maximum Incentive per Customer per Year | Incentives Already Received this Year | Maximum Incentive for this Project
|  | Platte River | 0.35 | 0.08 | 0.35 | 0.35 |  | Platte River Power Authority | 50000 | 0 | 50000
|  | Fort Collins Utilities | 0.15 | 0.02 | 0.15 | 0.15 |  | Fort Collins Utilities | 50000 | 0 | 50000
|  | Longmont Power & Communications | 0.15 | 0.02 | 0.15 | 0.15 |  | Longmont Power & Communications | 50000 | 0 | 50000
|  | Loveland Water and Power | 0.15 | 0.02 | 0.15 | 0.15 |  | Loveland Water and Power | 50000 | 0 | 50000
|  | Town of Estes Park Light & Power | 0.15 | 0.02 | 0.15 | 0.15 |  | Town of Estes Park Light & Power | 50000 | 0 | 50000
Select your local utility
Incentive Rate Lookup ($/W unless stated otherwise)
|  | Electric Utility | Retrofit | Screw-in CFL | New fixture | Retrofit kit
Select your local utility
|  | Fort Collins Utilities | 0.5 | 0.1 | 0.5 | 0.5
|  | Longmont Power & Communications | 0.5 | 0.1 | 0.5 | 0.5
|  | Loveland Water and Power | 0.5 | 0.1 | 0.5 | 0.5
|  | Town of Estes Park Light & Power | 0.5 | 0.1 | 0.5 | 0.5
|  | Fort Collins Utilities energy incentive rate ($/kWh) | 0 | 0 | 0 | 0
|  | Annual hours | Enter annual operating hours
|  |  | Town of Estes Park Light & Power | Fort Collins Utilities | Longmont Power & Communications | Loveland Water and Power
|  | H^4 | -5.2271e-17 | -6.9159e-17 | 2.5393e-17 | -2.7169e-17
|  | H^3 | 1.0395e-12 | 1.3289e-12 | -2.2288e-13 | 7.6612e-13
|  | H^2 | -6.2875e-09 | -8.8972e-09 | -1.1164e-09 | -7.2699e-09
|  | H^1 | 5.4e-06 | 2.2937e-05 | 8.2622e-06 | 2.3701e-05
|  | H^0 | 0.10416 | 0.050781 | 0.062496 | 0.051766
|  | average rate | 0 | 0 | #REF! | 0
|  | Average rate (simple method) | 0
SavingsEstimateLookup
Simple
Detailed
Vendor estimate
Customer estimate
Retrofit options
Retrofit
Retrofit kit
Cells in this color are obsolete and should be ok to delete |  | New fixture
|  |  | LumenLookuptable |  | PRPA
|  | Incentive Rate Look Up Table | Bonus $/Watt | System Lumens | PRPA | System Lumens plus 20% |  |  |  | This was received from Bill Hayes on 1/28/2011
INCANDESCENT/HALOGEN FIXTURE |  | ^ | 0 | 1 | 0 | 1 | 0 |  |  | Source: Xcel Energy Annual Report
40-W incandescent |  | 100-W incandescent | 0 | 1548 | 0 | 1548 | 0
50-W incandescent |  | 125/130-W incandescent | 0 | 2000 | 0 | 2000 | 0 |  |  | Business types and hours of operation for Boulder County Rebates
60-W incandescent |  | 150-W incandescent | 0 | 1710 | 0 | 1710 | 0
65-W incandescent |  | 300-W incandescent | 0 | 3500 | 0 | 3500 | 0 |  |  | BUSINESS TYPE | ANNUAL OPERATING HOURS
70-W incandescent |  | 40-W incandescent | 0 | 403 | 0 | 403 | 0 |  | Food Service
75-W incandescent |  | 60-W incandescent | 0 | 800 | 0 | 800 | 0 |  | Food Service | Restaurant | 4156
80-W incandescent |  | 65-W incandescent | 0 | 608 | 0 | 608 | 0 |  |  | Grocery Store | 4612
90-W incandescent |  | 90-W incandescent | 0 | 1071 | 0 | 1071 | 0 | 4380 |  | Liquor Store | 4912
100-W incandescent |  | Compact fluorescent (2x7-W) exit sign | 0 | 1 | 0 | 1 | 0 |  |  | Lodging/Accommodation | 2697
125/130-W incandescent |  | Incandescent (2x15-W) exit sign | 0 | 1 | 0 | 1 | 0 |  |  | Auto Body/Repair | 3092
150-W incandescent |  | MR-16 halogen lamp, 20W | 0 | 260 | 0 | 260 | 0 |  |  | Retail (including auto sales with auto body/repair) | 3068
300-W incandescent |  | MR-16 halogen lamp, 35W | 0 | 475 | 0 | 475 | 0 |  |  | Office Building | 3435
MR-16 halogen lamp, 20W |  | MR-16 halogen lamp, 40W | 0 | 403 | 0 | 403 | 0 |  |  | Medical Office (including dental and veterinary) | 3392
MR-16 halogen lamp, 35W |  | MR-16 halogen lamp, 50W | 0 | 660 | 0 | 660 | 0 |  |  | Manufacturing | 5913
MR-16 halogen lamp, 40W |  | Neon Sign (existing) | 0 | 0 | 0 | 0 | 0 |  |  | Dry Cleaner/Laundromat | 3092
MR-16 halogen lamp, 50W |  | SCREW-IN CFL | 0 | 1 | 0 | 1 | 0 |  | Lodging | Religious Worship | 2912
Screw-in compact fluorescent, 3/6-W | 50 | Screw-in compact fluorescent, 13/15-W | 0 | 791 | 0 | 791 | 0 |  |  | Multi-family Units | 4532
Screw-in compact fluorescent, 5/7-W | 50 | Screw-in compact fluorescent, 18/20-W | 0 | 1073.5 | 0 | 1073.5 | 0 |  |  | Educational Buildings | 2080
Screw-in compact fluorescent, 9/11-W | 50 | Screw-in compact fluorescent, 23/24-W | 0 | 1327.75 | 0 | 1327.75 | 0 |  |  | Exterior Lighting | 4380
Screw-in compact fluorescent, 13/15-W | 50 | Screw-in compact fluorescent, 25/27-W | 0 | 1469 | 0 | 1469 | 0 |  |  | Always On | 8760
Screw-in compact fluorescent, 18/20-W | 50 | Screw-in compact fluorescent, 29/32-W | 0 | 1723.25 | 0 | 1723.25 | 0 |  |  | Other | 2278
Screw-in compact fluorescent, 23/24-W | 50 | Screw-in compact fluorescent, 3/6-W | 0 | 226 | 0 | 226 | 0
Screw-in compact fluorescent, 25/27-W | 50 | Screw-in compact fluorescent, 40/45-W | 0 | 2401.25 | 0 | 2401.25 | 0
Screw-in compact fluorescent, 29/32-W | 50 | Screw-in compact fluorescent, 5/7-W | 0 | 339 | 0 | 339 | 0
Screw-in compact fluorescent, 40/45-W | 50 | Screw-in compact fluorescent, 9/11-W | 0 | 565 | 0 | 565 | 0
GU24 CFL with GU24 CONVERSION KIT (Socket Lockit, etc.) |  | GU24 based compact fluorescent with conv kit, 13/15-W | 0.1 | 791 | 0.1 | 791 | 0
GU24 based compact fluorescent with conv kit, 3/6-W |  | GU24 based compact fluorescent with conv kit, 18/20-W | 0.1 | 1073.5 | 0.1 | 1073.5 | 0
GU24 based compact fluorescent with conv kit, 5/7-W |  | GU24 based compact fluorescent with conv kit, 23/24-W | 0.1 | 1327.75 | 0.1 | 1327.75 | 0
GU24 based compact fluorescent with conv kit, 9/11-W |  | GU24 based compact fluorescent with conv kit, 25/27-W | 0.1 | 1469 | 0.1 | 1469 | 0
GU24 based compact fluorescent with conv kit, 13/15-W |  | GU24 based compact fluorescent with conv kit, 29/32-W | 0.1 | 1723.25 | 0.1 | 1723.25 | 0
GU24 based compact fluorescent with conv kit, 18/20-W |  | GU24 based compact fluorescent with conv kit, 3/6-W | 0.1 | 226 | 0.1 | 226 | 0
GU24 based compact fluorescent with conv kit, 23/24-W |  | GU24 based compact fluorescent with conv kit, 40/45-W | 0.1 | 2401.25 | 0.1 | 2401.25 | 0
GU24 based compact fluorescent with conv kit, 25/27-W |  | GU24 based compact fluorescent with conv kit, 5/7-W | 0.1 | 339 | 0.1 | 339 | 0
GU24 based compact fluorescent with conv kit, 29/32-W |  | GU24 based compact fluorescent with conv kit, 9/11-W | 0.1 | 565 | 0.1 | 565 | 0
GU24 based compact fluorescent with conv kit, 40/45-W |  | GU24 CFL with GU24 CONVERSION KIT (Socket Lockit, etc.) | 0.1 | 1 | 0.1 | 1 | 0
LOW WATTAGE T8 (25/28W) RELAMP / EXISTING BALLAST
1-lamp F25T8 4' 25W high ballast factor |  | 1-lamp F25T8 & existing elec ballast / high effciency | 0.2 | 2050 | 0.2 | 2050 | 0
1-lamp F25T8 4' 25W low ballast factor |  | 1-lamp F25T8 & existing elec ballast / low ballast factor / high efficiency | 0.2 | 1950 | 0.2 | 1950 | 0
1-lamp F25T8 4' 25W normal ballast factor |  | 1-lamp F28T8 & existing elec ballast / high effciency | 0.2 | 2250 | 0.2 | 2250 | 0
1-lampF28T8 4' 28W high ballast factor |  | 1-lamp F28T8 & existing elec ballast / low ballast factor / high efficiency | 0.2 | 1990 | 0.2 | 1990 | 0
1-lampF28T8 4' 28W low ballast factor |  | 1-lamp F32T8 relamp only & standard electronic ballast | 0.2 | 2009 | 0.2 | 2009 | 0
1-lampF28T8 4' 28W normal ballast factor |  | 2-lamp F25T8 & existing elec ballast / high effciency | 0.2 | 4132.5 | 0.2 | 4132.5 | 0
2-lamp F25T8 4' 25W high ballast factor |  | 2-lamp F25T8 & existing elec ballast / low ballast factor / high efficiency | 0.2 | 3657.5 | 0.2 | 3657.5 | 0
2-lamp F25T8 4' 25W low ballast factor |  | 2-lamp F28T8 & existing elec ballast / high effciency | 0.2 | 4504.425 | 0.2 | 4504.425 | 0
2-lamp F25T8 4' 25W normal ballast factor |  | 2-lamp F28T8 & existing elec ballast / low ballast factor / high efficiency | 0.2 | 3986.675 | 0.2 | 3986.675 | 0
2-lamp F28T8 4' 28W high ballast factor |  | 2-lamp F32T8 relamp only & standard electronic ballast | 0.2 | 4019 | 0.2 | 4019 | 0
2-lamp F28T8 4' 28W low ballast factor |  | 3-lamp F25T8 & existing elec ballast / high effciency | 0.2 | 4649.0625 | 0.2 | 4649.0625 | 0
2-lamp F28T8 4' 28W normal ballast factor |  | 3-lamp F25T8 & existing elec ballast / low ballast factor / high efficiency | 0.2 | 4114.6875 | 0.2 | 4114.6875 | 0
3-lamp F25T8 4' 25W high ballast factor |  | 3-lamp F28T8 & existing elec ballast / high effciency | 0.2 | 5067.4781 | 0.2 | 5067.4781 | 0
3-lamp F25T8 4' 25W low ballast factor |  | 3-lamp F28T8 & existing elec ballast / low ballast factor / high efficiency | 0.2 | 4485.0094 | 0.2 | 4485.0094 | 0
3-lamp F25T8 4' 25W normal ballast factor |  | 3-lamp F32T8 relamp only& standard electronic ballast | 0.2 | 6028 | 0.2 | 6028 | 0
3-lampF28T8 4' 28W high ballast factor |  | 4-lamp F25T8 & existing elec ballast / high effciency | 0.2 | 6198.75 | 0.2 | 6198.75 | 0
3-lampF28T8 4' 28W low ballast factor |  | 4-lamp F25T8 & existing elec ballast / low ballast factor / high efficiency | 0.2 | 5486.25 | 0.2 | 5486.25 | 0
3-lampF28T8 4' 28W normal ballast factor |  | 4-lamp F28T8 & existing elec ballast / high effciency | 0.2 | 6756.6375 | 0.2 | 6756.6375 | 0
4-lamp F25T8 4' 25W high ballast factor |  | 4-lamp F28T8 & existing elec ballast / low ballast factor / high efficiency | 0.2 | 5980.0125 | 0.2 | 5980.0125 | 0
4-lamp F25T8 4' 25W low ballast factor |  | 4-lamp F32T8 relamp only & standard electronic ballast | 0.2 | 8037 | 0.2 | 8037 | 0
4-lamp F25T8 4' 25W normal ballast factor
4-lamp F28T8 4' 28W high ballast factor
4-lamp F28T8 4' 28W low ballast factor
4-lamp F28T8 4' 28W normal ballast factor
LED REPLACEMENT BULBS |  | LED Replacement Bulb, 10/12-W (DLC or Energy Star required) | 0.25 | 672 | 0.25 | 672 | 0
LED Replacement Bulb, 3/6-W | 0.1 | LED Replacement Bulb, 13/15-W (DLC or Energy Star required) | 0.25 | 840 | 0.25 | 840 | 0
LED Replacement Bulb, 7/9-W | 0.1 | LED Replacement Bulb, 18/20-W (DLC or Energy Star required) | 0.25 | 1120 | 0.25 | 1120 | 0
LED Replacement Bulb, 10/12-W | 0.1 | LED Replacement Bulb, 23/24-W (DLC or Energy Star required) | 0.25 | 1344 | 0.25 | 1344 | 0
LED Replacement Bulb, 13/15-W | 0.1 | LED Replacement Bulb, 25/27-W (DLC or Energy Star required) | 0.25 | 1512 | 0.25 | 1512 | 0
LED Replacement Bulb, 16/17-W | 0.1 | LED Replacement Bulb, 29/32-W (DLC or Energy Star required) | 0.25 | 1792 | 0.25 | 1792 | 0
LED Replacement Bulb, 18/20-W | 0.1 | LED Replacement Bulb, 3/6-W (DLC or Energy Star required) | 0.25 | 375 | 0.25 | 375 | 0
LED Replacement Bulb, 19/22-W | 0.1 | LED Replacement Bulb, 40/45-W (DLC or Energy Star required) | 0.25 | 2520 | 0.25 | 2520 | 0
LED Replacement Bulb, 23/24-W | 0.1 | LED Replacement Bulb, 45/60-W (DLC or Energy Star required) | 0.25 | 1 | 0.25 | 1 | 0
LED Replacement Bulb, 25/28-W | 0.1 | LED Replacement Bulb, 60/80-W (DLC or Energy Star required) | 0.25 | 1 | 0.25 | 1 | 0
LED Replacement Bulb, 29/32-W | 0.1 | LED Replacement Bulb, 7/9-W (DLC or Energy Star required) | 0.25 | 504 | 0.25 | 504 | 0
LED Replacement Bulb, 33/39-W | 0.1 | Screw-in Ceramic Metal Halide - 20/25W | 0.25 | 1582 | 0.25 | 1582 | 0
LED Replacement Bulb, 40/45-W | 0.1
LED Replacement Bulb, 46/60-W | 0.1
LED Replacement Bulb, 61/80-W | 0.1
4-ft fluorescent
EXISTING T12
4-lamp F40T12 4' 34W magnetic ballast | 0.4 | 4-lamp F25T8 & elec ballast / high effciency | 0.45 | 8265 | 0.35 | 9256.8 | 0
4-lamp F40T12 4' 40W magnetic ballast | 0.4 | 4-lamp F25T8 & elec ballast / low ballast factor / high efficiency | 0.45 | 7315 | 0.35 | 8192.8 | 0
4-lamp F32T8 4' 32W magnetic ballast | 0.4 | 4-lamp F28T8 & elec ballast / high ballast factor / high efficiency | 0.45 | 11782.9 | 0.35 | 13196.848 | 0
4-lamp F32T8 4' 32W high ballast factor | 0.4 | 4-lamp F28T8 & elec ballast / high ballast factor / high efficiency | 0.45 | 11782.9 | 0.35 | 13196.848 | 0
4-lamp F32T8 4' 32W low ballast factor | 0.4 | 4-lamp F28T8 & elec ballast / high efficiency | 0.45 | 9016.48 | 0.35 | 10098.4576 | 0
4-lamp F32T8 4' 32W normal ballast factor | 0.4 | 4-lamp F28T8 & elec ballast / high efficiency | 0.45 | 9016.48 | 0.35 | 10098.4576 | 0
4-lamp F25T8 4' 25W high ballast factor | 0.4 | 4-lamp F28T8 & elec ballast / low ballast factor / high efficiency | 0.45 | 7991.88 | 0.35 | 8950.9056 | 0
4-lamp F25T8 4' 25W low ballast factor | 0.4 | 4-lamp F28T8 & elec ballast / low ballast factor / high efficiency | 0.45 | 7991.88 | 0.35 | 8950.9056 | 0
4-lamp F25T8 4' 25W normal ballast factor | 0.4 | 4-lamp F28T8 & two elec ballasts / high efficiency | 0.45 | 11782.9 | 0.35 | 13196.848 | 0
4-lamp F28T8 4' 28W high ballast factor | 0.4 | 4-lamp F28T8 & two elec ballasts / low ballast factor / high efficiency | 0.45 | 9016.48 | 0.35 | 10098.4576 | 0
4-lamp F28T8 4' 28W low ballast factor | 0.4 | 4-lamp F32T8 & elec ballast / high ballast factor / high efficiency | 0.45 | 11849.6 | 0.35 | 13271.552 | 0
4-lamp F28T8 4' 28W normal ballast factor | 0.4 | 4-lamp F32T8 & elec ballast / high ballast factor / high efficiency | 0.45 | 11849.6 | 0.35 | 13271.552 | 0
4-lamp F25T8 4' 25W high ballast factor | 0.4 | 4-lamp F32T8 & elec ballast / high efficiency | 0.45 | 9067.52 | 0.35 | 10155.6224 | 0
4-lamp F25T8 4' 25W low ballast factor | 0.4 | 4-lamp F32T8 & elec ballast / high efficiency | 0.45 | 9067.52 | 0.35 | 10155.6224 | 0
4-lamp F25T8 4' 25W normal ballast factor | 0.4 | 4-lamp F32T8 & elec ballast / low ballast factor / high efficiency | 0.45 | 8037.12 | 0.35 | 9001.5744 | 0
4-lamp F28T8 4' 28W high ballast factor | 0.4 | 4-lamp F32T8 & elec ballast / low ballast factor / high efficiency | 0.45 | 8037.12 | 0.35 | 9001.5744 | 0
4-lamp F28T8 4' 28W low ballast factor | 0.4 | 4-lamp F32T8 & two elec ballasts / high efficiency | 0.45 | 9067.52 | 0.35 | 10155.6224 | 0
4-lamp F28T8 4' 28W normal ballast factor | 0.4 | 4-lamp F32T8 & two elec ballasts / low ballast factor / high efficiency | 0.45 | 8037.12 | 0.35 | 9001.5744 | 0
|  | 4-lamp F34T12 & magnetic ballast | 0.45 | 7562 | 0.35 | 7562 | 0
HP SODIUM ELEC BALLAST |  | 4-lamp F40T12 & magnetic ballast | 0.45 | 8200 | 0.35 | 8200 | 0
High Pressure Sodium 35W | 0.4
High Pressure Sodium 50W | 0.4 | 1000-W metal halide (pulse start) | 0.4 | 50000 | 0.4 | 50000 | 0
High Pressure Sodium 70W | 0.4 | 100-W ceramic metal halide | 0.4 | 5600 | 0.4 | 5600 | 0
High Pressure Sodium 70W | 0.4 | 100-W high pressure sodium | 0.4 |  | 0.4 | 6500 | 0
High Pressure Sodium 100W | 0.4 | 100-W Induction | 0.4 | 5200 | 0.4 | 5200 | 0
High Pressure Sodium 150W | 0.4 | 100-W metal halide (std or pulse start) | 0.4 | 1548 | 0.4 | 1548 | 0
High Pressure Sodium 150W | 0.4 | 150 -W ceramic metal halide | 0.4 | 9900 | 0.4 | 9900 | 0
High Pressure Sodium 200W | 0.4 | 150-W high pressure sodium | 0.4 |  | 0.4 | 10000 | 0
High Pressure Sodium 250W | 0.4 | 150-W Induction | 0.4 | 7700 | 0.4 | 7700 | 0
High Pressure Sodium 310W | 0.4 | 150-W metal halide (std or pulse start) | 0.4 | 1710 | 0.4 | 9000 | 0
High Pressure Sodium 400W | 0.4 | 175-W high pressure sodium | 0.4 | 1710 | 0.4 | 12000 | 0
High Pressure Sodium 600W | 0.4 | 175-W metal halide (std or pulse start) | 0.4 | 1710 | 0.4 | 11000 | 0
High Pressure Sodium 750W | 0.4
High Pressure Sodium 1000W | 0.4
0.4
MERC VAPOR MAG BALLAST | 0.4
Mercury Vapor 50W | 0.4
Mercury Vapor 75W | 0.4
Mercury Vapor 100W | 0.4
Mercury Vapor 175W | 0.4
Mercury Vapor 175W | 0.4
Mercury Vapor 250W | 0.4
Mercury Vapor 400W | 0.4
Mercury Vapor 400W | 0.4
Mercury Vapor 1,000W | 0.4
0.4
METAL HALIDE MAG BALLAST | 0.4
Metal Halide 32W | 0.4
Metal Halide 35W/39W | 0.4
Metal Halide 50W | 0.4
Metal Halide 70W | 0.4
Metal Halide 70W Double Ended | 0.4
Metal Halide 100W | 0.4
Metal Halide 100W Double Ended | 0.4
Metal Halide 175W | 0.4
Metal Halide 150W | 0.4
Metal Halide 150W Double Ended | 0.4
Metal Halide 250W | 0.4
Metal Halide 400W | 0.4
Metal Halide 400W | 0.4
Metal Halide 1000W | 0.4
Metal Halide 1500W | 0.4
Metal Halide 1650W | 0.4
Metal Halide 2000W | 0.4
0.4
PULSE-START MH MAG BALLAST | 0.4
Pulse Start Metal Halide 50W | 0.4
Pulse Start Metal Halide 70W | 0.4 | 1-lamp F54T5HO 54-W | 0.4 | 4750 | 0.4 | 5700 | 0
Pulse Start Metal Halide 100W | 0.4 | 200-W Induction | 0.4 | 1 | 0.4 | 1 | 0
Pulse Start Metal Halide 125W | 0.4 | 20-W ceramic metal halide | 0.4 | 1100 | 0.4 | 1100 | 0
Pulse Start Metal Halide 150W | 0.4 | 250-W high pressure sodium | 0.4 | 22550 | 0.4 | 22550 | 0
Pulse Start Metal Halide 175W | 0.4 | 250-W metal halide (pulse start) | 0.4 | 16000 | 0.4 | 16000 | 0
Pulse Start Metal Halide 200W | 0.4 | 250-W metal halide (std or pulse start) | 0.4 | 9040 | 0.4 | 9040 | 0
Pulse Start Metal Halide 250W | 0.4 | 2-lamp F54T5HO 54-W | 0.4 | 9500 | 0.4 | 10640 | 0
Pulse Start Metal Halide 320W | 0.4 | 320-W metal halide (pulse start) | 0.4 | 19800 | 0.4 | 19800 | 0
Pulse Start Metal Halide 350W | 0.4 | 320-W metal halide (pulse start) | 0.4 | 19800 | 0.4 | 19800 | 0
Pulse Start Metal Halide 400W | 0.4 | 350-W metal halide (pulse start) | 0.4 | 22200 | 0.4 | 22200 | 0
Pulse Start Metal Halide 450W | 0.4 | 350-watt metal halide (pulse start) | 0.4 | 22200 | 0.4 | 22200 | 0
Pulse Start Metal Halide 750W | 0.4 | 39-W ceramic metal halide | 0.4 | 1600 | 0.4 | 1600 | 0
Pulse Start Metal Halide 1000W | 0.4 | 400-W high pressure sodium | 0.4 | 30750 | 0.4 | 30750 | 0
end of list |  | 400-W metal halide (std or pulse start) | 0.4 | 19500 | 0.4 | 19500 | 0
|  | 40-W Induction | 0.4 | 2100 | 0.4 | 2100 | 0
CERAMIC METAL HALIDE FIXTURES w/ ELECTRONIC BALLAST | 0.2 | 450-W metal halide (pulse start) | 0.4 | 30000 | 0.4 | 30000 | 0
Ceramic Metal Halide - 20 W integrated ballast | 0.2 | 4-lamp F54T5HO 54-W | 0.4 | 19000 | 0.4 | 21280 | 0
Ceramic Metal Halide - 25 W integrated ballast | 0.2 | 55-W Induction | 0.4 | 2800 | 0.4 | 2800 | 0
Ceramic Metal Halide - 39 W lamp | 0.2 | 6-lamp F28T8 & elec ballast / high ballast factor / high efficiency | 0.4 | 17674.35 | 0.4 | 17674.35 | 0
Ceramic Metal Halide - 50 W lamp | 0.2 | 6-lamp F28T8 & elec ballast / high efficiency | 0.4 | 13524.72 | 0.4 | 13524.72 | 0
Ceramic Metal Halide - 60 W lamp | 0.2 | 6-lamp F28T8 & elec ballast / low ballast factor / high efficiency | 0.4 | 11987.82 | 0.4 | 11987.82 | 0
Ceramic Metal Halide - 70 W lamp | 0.2 | 6-lamp F32T8 & elec ballast / high ballast factor / high efficiency | 0.4 | 19169.1 | 0.4 | 19169.1 | 0
Ceramic Metal Halide - 90 W lamp | 0.2 | 6-lamp F32T8 & elec ballast / high ballast factor / high efficiency | 0.4 | 19169.1 | 0.4 | 19169.1 | 0
Ceramic Metal Halide - 100 W lamp | 0.2 | 6-lamp F32T8 & elec ballast / high efficiency | 0.4 | 13939 | 0.4 | 13939 | 0
Ceramic Metal Halide - 125 W lamp | 0.2 | 6-lamp F32T8 & elec ballast / high efficiency | 0.4 | 13939 | 0.4 | 13939 | 0
Ceramic Metal Halide - 150 W lamp | 0.2 | 6-lamp F32T8 & elec ballast / low ballast factor / high efficiency | 0.4 | 12055.68 | 0.4 | 12055.68 | 0
Ceramic Metal Halide - 175 W lamp | 0.2 | 6-lamp F32T8 & elec ballast / low ballast factor / high efficiency | 0.4 | 12055.68 | 0.4 | 12055.68 | 0
Ceramic Metal Halide - 200 W lamp | 0.2 | 6-lamp F54T5HO 54-W | 0.4 | 15124.72 | 0.4 | 15124.72 | 0
Ceramic Metal Halide - 210 W lamp | 0.2 | 6-lamp F54T5HO 54-W | 0.4 | 15124.72 | 0.4 | 15124.72 | 0
Ceramic Metal Halide - 250 W lamp | 0.2 | 70-W ceramic metal halide | 0.4 | 4000 | 0.4 | 4000 | 0
Ceramic Metal Halide - 315 W lamp | 0.2 | 70-W high pressure sodium | 0.4 |  | 0.4 | 4500 | 0
Ceramic Metal Halide - 320 W lamp | 0.2 | 70-W Induction | 0.4 | 3600 | 0.4 | 3600 | 0
Ceramic Metal Halide - 350 W lamp | 0.2 | Hardwired compact fluorescent, 10/12-W | 0.4 | 678 | 0.4 | 678 | 0
Ceramic Metal Halide - 360 W lamp | 0.2 | Hardwired compact fluorescent, 13/15-W | 0.4 | 791 | 0.4 | 791 | 0
Ceramic Metal Halide - 400 W lamp | 0.2 | Hardwired compact fluorescent, 18/20-W | 0.4 | 1073.5 | 0.4 | 1073.5 | 0
Ceramic Metal Halide - 450 W lamp | 0.2 | Hardwired compact fluorescent, 23/25-W | 0.4 | 1356 | 0.4 | 1356 | 0
Ceramic Metal Halide - 600 W lamp | 0.2 | Hardwired compact fluorescent, 27/32-W | 0.4 | 1666.75 | 0.4 | 1666.75 | 0
Ceramic Metal Halide - 750 W lamp | 0.2 | Hardwired compact fluorescent, 40/45-W | 0.4 | 2486 | 0.4 | 2486 | 0
Ceramic Metal Halide - 1000 W lamp | 0.2 | Hardwired compact fluorescent, 7/9-W | 0.4 | 452 | 0.4 | 452 | 0
|  | LED exit sign | 0.4 | 1 | 0.4 | 1 | 0
EXISTING T8 |  | None | 0.4 | 1 | 0.4 | 1 | 0
3-lamp F30T8 4' 30W ES stnd elec ballast /normal ballast factor | 0.5 | Other | 0.4 | 1 | 0.4 | 1 | 0
3- lamp F32T8 4' 32W magnetic ballast | 0.5 | 1-lamp F28T5 | 0.5 | 2200 | 0.4 | 2464 | 0
3- lamp F32T8 4' 32W stnd elec ballast / low ballast factor | 0.5 | 2-lamp F17T8 & elec ballast / low ballast factor / high efficiency | 0.5 | 2000 | 0.4 | 2240 | 0
3- lamp F32T8 4' 32W stnd elec ballast /high ballast factor | 0.5 | 2-lamp F28T5 | 0.5 | 4500 | 0.4 | 5040 | 0
3- lamp F32T8 4' 32W stnd elec ballast /normal ballast factor | 0.5 | 3-lamp F25T8 & elec ballast / high effciency | 0.5 | 6198.75 | 0.4 | 6942.6 | 0
3-lamp F32T8 4' 32W high ballast factor | 0.5 | 3-lamp F25T8 & elec ballast / low ballast factor / high efficiency | 0.5 | 5486.25 | 0.4 | 6144.6 | 0
3-lamp F32T8 4' 32W low ballast factor | 0.5 | 3-lamp F28T8 & elec ballast / high ballast factor / high efficiency | 0.5 | 8837.175 | 0.4 | 9897.636 | 0
3-lamp F32T8 4' 32W normal ballast factor | 0.5 | 3-lamp F28T8 & elec ballast / high efficiency | 0.5 | 6762.36 | 0.4 | 7573.8432 | 0
3-lamp F25T8 4' 25W high ballast factor | 0.5 | 3-lamp F28T8 & elec ballast / low ballast factor / high efficiency | 0.5 | 5993.91 | 0.4 | 6713.1792 | 0
3-lamp F25T8 4' 25W low ballast factor | 0.5 | 3-lamp F28T8 & two elec ballasts / high efficiency | 0.5 | 6762.36 | 0.4 | 7573.8432 | 0
3-lamp F25T8 4' 25W normal ballast factor | 0.5 | 3-lamp F28T8 & two elec ballasts / low ballast factor / high efficiency | 0.5 | 5993.91 | 0.4 | 6713.1792 | 0
3-lampF28T8 4' 28W high ballast factor | 0.5 | 3-lamp F32T8 & elec ballast / high ballast factor / high efficiency | 0.5 | 8887.2 | 0.4 | 9953.664 | 0
3-lampF28T8 4' 28W low ballast factor | 0.5 | 3-lamp F32T8 & elec ballast / high efficiency | 0.5 | 6800.64 | 0.4 | 7616.7168 | 0
3-lampF28T8 4' 28W normal ballast factor | 0.5 | 3-lamp F32T8 & elec ballast / low ballast factor / high efficiency | 0.5 | 6027.84 | 0.4 | 6751.1808 | 0
3-lamp F25T8 4' 25W high ballast factor | 0.5 | 3-lamp F32T8 & two elec ballasts / high ballast factor / high efficiency | 0.5 | 8887.2 | 0.4 | 9953.664 | 0
3-lamp F25T8 4' 25W low ballast factor | 0.5 | 3-lamp F32T8 & two elec ballasts / high efficiency | 0.5 | 8887.2 | 0.4 | 9953.664 | 0
3-lamp F25T8 4' 25W normal ballast factor | 0.5 | 3-lamp F32T8 & two elec ballasts / low ballast factor / high efficiency | 0.5 | 6027.84 | 0.4 | 6751.1808 | 0
3-lampF28T8 4' 28W high ballast factor | 0.5 | 3-lamp F34T12 & magnetic ballast | 0.5 | 5672 | 0.4 | 5672 | 0
3-lampF28T8 4' 28W low ballast factor | 0.5 | 3-lamp F40T12 & magnetic ballast | 0.5 | 5900 | 0.4 | 5900 | 0
3-lampF28T8 4' 28W normal ballast factor | 0.5
3-lamp F95T12 8' 185W HO magnetic ballast | 0.3
3-lamp F95T12 8' 215W HO magnetic ballast | 0.3
3-lamp F40T12 4' 34W magnetic ballast | 0.3
3-lamp F40T12 4' 40W magnetic ballast | 0.3
3-lamp F40T12 4' 34W stnd electronic ballast | 0.3
3-lamp F40T12 4' 40W stnd electronic ballast | 0.3
1-lamp F30T8 4' 30W ES magnetic ballast | 0.55
1-lamp F30T8 4' 30W ES stnd elec ballast /normal ballast factor | 0.55
1-lamp F32T8 4' 32W magnetic ballast | 0.55 | 1-lamp F25T8 & elec ballast / high effciency | 0.55 | 2050 | 0.45 | 2050 | 0
1-lamp F32T8 4' 32W stnd elec ballast /normal ballast factor | 0.55 | 1-lamp F25T8 & elec ballast / low ballast factor / high efficiency | 0.55 | 1950 | 0.45 | 1950 | 0
2-lampF30T8 4' 30W ES magnetic ballast | 0.55 | 1-lamp F28T8 & elec ballast / high efficiency | 0.55 | 2248 | 0.45 | 2517.76 | 0
2-lampF30T8 4' 30W ES stnd elec ballast /normal ballast factor | 0.55 | 1-lamp F28T8 & elec ballast / low ballast factor / high efficiency | 0.55 | 1990 | 0.45 | 2228.8 | 0
2-lampF32T8 4' 32W magnetic ballast | 0.55 | 1-lamp F32T8 & elec ballast / high ballast factor / high efficiency | 0.55 | 2962.4 | 0.45 | 3317.888 | 0
2-lampF32T8 4' 32W stnd elec ballast / low ballast factor | 0.55 | 1-lamp F32T8 & elec ballast / high efficiency | 0.55 | 2266.88 | 0.45 | 2538.9056 | 0
2-lampF32T8 4' 32W stnd elec ballast /high ballast factor | 0.55 | 1-lamp F32T8 & elec ballast / low ballast factor / high efficiency | 0.55 | 2009.28 | 0.45 | 2250.3936 | 0
2-lampF32T8 4' 32W stnd elec ballast /normal ballast factor | 0.55 | 1-lamp F34T12 & magnetic ballast | 0.55 | 1891 | 0.45 | 1891 | 0
Proposed | 0.55 | 1-lamp F40T12 & magnetic ballast | 0.55 | 2050 | 0.45 | 2050 | 0
STANDARD T8 (32W) / HIGH EFFICIENCY BALLAST REQUIRED | 0.55 | 2-lamp F25T8 & elec ballast / low ballast factor / high efficiency | 0.55 | 3657.5 | 0.45 | 4096.4 | 0
1-lamp F32T8 4' 32W high ballast factor | 0.55 | 2-lamp F28T8 & elec ballast / high ballast factor / high efficiency | 0.55 | 5891.45 | 0.45 | 6598.424 | 0
1-lamp F32T8 4' 32W low ballast factor | 0.55 | 2-lamp F28T8 & elec ballast / high ballast factor / high efficiency | 0.55 | 5891.45 | 0.45 | 6598.424 | 0
1-lamp F32T8 4' 32W normal ballast factor | 0.55 | 2-lamp F28T8 & elec ballast / high efficiency | 0.55 | 4508.24 | 0.45 | 5049.2288 | 0
2-lamp F32T8 4' 32W high ballast factor | 0.55 | 2-lamp F28T8 & elec ballast / high efficiency | 0.55 | 4508.24 | 0.45 | 5049.2288 | 0
2-lamp F32T8 4' 32W low ballast factor | 0.55 | 2-lamp F28T8 & elec ballast / low ballast factor / high efficiency | 0.55 | 3995.94 | 0.45 | 4475.4528 | 0
2-lamp F32T8 4' 32W normal ballast factor | 0.55 | 2-lamp F28T8 & elec ballast / low ballast factor / high efficiency | 0.55 | 3995.94 | 0.45 | 4475.4528 | 0
LOW WATTAGE T8 (25/28W) / HIGH EFFICIENCY BALLAST REQUIRED | 0.55 | 2-lamp F32T8 & elec ballast / high ballast factor / high efficiency | 0.55 | 5924.8 | 0.45 | 6635.776 | 0
1-lamp F25T8 4' 25W high ballast factor | 0.55 | 2-lamp F32T8 & elec ballast / high ballast factor / high efficiency | 0.55 | 5924.8 | 0.45 | 6635.776 | 0
1-lamp F25T8 4' 25W low ballast factor | 0.55 | 2-lamp F32T8 & elec ballast / high efficiency | 0.55 | 4533.76 | 0.45 | 5077.8112 | 0
1-lamp F25T8 4' 25W normal ballast factor | 0.55 | 2-lamp F32T8 & elec ballast / high efficiency | 0.55 | 4533.76 | 0.45 | 5077.8112 | 0
1-lampF28T8 4' 28W high ballast factor | 0.55 | 2-lamp F32T8 & elec ballast / low ballast factor / high efficiency | 0.55 | 4018.56 | 0.45 | 4500.7872 | 0
1-lampF28T8 4' 28W low ballast factor | 0.55 | 2-lamp F32T8 & elec ballast / low ballast factor / high efficiency | 0.55 | 4018.56 | 0.45 | 4500.7872 | 0
1-lampF28T8 4' 28W normal ballast factor | 0.55 | 2-lamp F34T12 & magnetic ballast | 0.55 | 3781 | 0.45 | 4234.72 | 0
2-lamp F25T8 4' 25W high ballast factor | 0.55 | 2-lamp F40T12 & magnetic ballast | 0.55 | 4100 | 0.45 | 4592 | 0
2-lamp F25T8 4' 25W low ballast factor | 0.55
2-lamp F25T8 4' 25W normal ballast factor | 0.55
2-lamp F28T8 4' 28W high ballast factor | 0.55
2-lamp F28T8 4' 28W low ballast factor | 0.55
2-lamp F28T8 4' 28W normal ballast factor | 0.55
EXISTING T12 | 0.3
1-lamp F96T12 8' 60W magnetic ballast | 0.3
1-lamp F96T12 8' 75W magnetic ballast | 0.3
1-lamp F96T12 8' 95W HO magnetic ballast | 0.3 | 1-lamp F96T12 60-W & magnetic ballast | 0.6 | 4259 | 0.5 | 4259 | 0
1-lamp F96T12 8' 110W HO magnetic ballast | 0.3 | 1-lamp F96T12 75-W & magnetic ballast | 0.6 | 5145 | 0.5 | 5145 | 0
1-lamp F95T12 8' 185W HO magnetic ballast | 0.3 | 1-lamp F96T12HO 110-W & magnetic ballast | 0.6 | 6716 | 0.5 | 6716 | 0
1-lamp F95T12 8' 215W HO magnetic ballast | 0.3 | 1-lamp F96T12HO 95-W & magnetic ballast | 0.6 | 5729 | 0.5 | 5729 | 0
1-lamp F96T12 VHO 195W magnetic ballast | 0.3 | 1-lamp F96T12VHO 195-W & magnetic ballast | 0.6 | 8370 | 0.5 | 8370 | 0
1-lamp F96T12 VHO 215W magnetic ballast | 0.3 | 1-lamp F96T12VHO 215-W & magnetic ballast | 0.6 | 9526 | 0.5 | 9526 | 0
2-lamp F96T12 8' 60W magnetic ballast | 0.3 | 2-lamp F96T12 60-W & magnetic ballast | 0.6 | 8321.5 | 0.5 | 8321.5 | 0
2-lamp F96T12 8' 75W magnetic ballast | 0.3 | 2-lamp F96T12 75-W & magnetic ballast | 0.6 | 8517.3 | 0.5 | 8517.3 | 0
2-lamp F96T12 8' 95W HO magnetic ballast | 0.3 | 2-lamp F96T12HO 110-W & magnetic ballast | 0.6 | 13431.88 | 0.5 | 13431.88 | 0
2-lamp F96T12 8' 110W HO magnetic ballast | 0.3 | 2-lamp F96T12HO 95-W & magnetic ballast | 0.6 | 11458 | 0.5 | 11458 | 0
2-lamp F95T12 8' 185W HO magnetic ballast | 0.3 | 2-lamp F96T12VHO 195-W & magnetic ballast | 0.6 | 16740 | 0.5 | 16740 | 0
2-lamp F95T12 8' 215W HO magnetic ballast | 0.3 | 2-lamp F96T12VHO 215-W & magnetic ballast | 0.6 | 19051.2 | 0.5 | 19051.2 | 0
2-lamp F96T12 VHO 195W magnetic ballast | 0.3 | 2-lamp F96T8 59-W & elec ballast | 0.6 | 9027 | 0.5 | 9027 | 0
2-lamp F96T12 VHO 215W magnetic ballast | 0.3 | 2-lamp F96T8 59-W & elec ballast / high efficiency | 0.6 | 9027 | 0.5 | 9027 | 0
4-lamp F96T12 8' 60W magnetic ballast | 0.3 | 2-lamp F96T8 86-W & elec ballast | 0.6 | 12695 | 0.5 | 12695 | 0
1-lamp F96T12 8' 60W stnd electronic ballast | 0.3 | 1-lamp F96T8 59-W & elec ballast | 0.65 | 9027 | 0.55 | 9027 | 0
1-lamp F96T12 8' 75W stnd electronic ballast | 0.3 | 1-lamp F96T8 59-W & elec ballast / high efficiency | 0.65 | 9027 | 0.55 | 9027 | 0
1-lamp F96T12 8' 110W HO electronic ballast | 0.3 | 2-lamp F25T8 & elec ballast / high effciency | 0.65 | 4132.5 | 0.55 | 4628.4 | 0
2-lamp F96T12 8' 60W stnd electronic ballast | 0.3 | 1-lamp F32T8 & standard electronic ballast | 0.75 | 2009.28 | 0.65 | 2250.3936 | 0
2-lamp F96T12 8' 75W stnd electronic ballast | 0.3 | 2-lamp F32T8 & standard electronic ballast | 0.75 | 4018.56 | 0.65 | 4500.7872 | 0
2-lamp F96T12 8' 95W HO electronic ballast | 0.3 | 3-lamp F32T8 & standard electronic ballast | 0.75 | 6027.84 | 0.65 | 6027.84 | 0
2-lamp F96T12 8' 110W HO electronic ballast | 0.3 | 4-lamp F32T8 & standard electronic ballast | 0.75 | 8037.12 | 0.65 | 8037.12 | 0
0.55
EXISTING T8 | 0.55
1-lamp F96T8 8' 59W ES stnd electronic ballast | 0.55
2-lamp F96T8 8' 59W ES stnd electronic ballast | 0.55
1-lamp F96T8 8' 86W HO stnd electronic ballast | 0.55
2-lamp F96T8 8' 86W HO stnd electronic ballast | 0.55
0.55
proposed | 0.55
T8 / HIGH EFFICIENCY BALLAST REQUIRED | 0.55
2-lamp F32T8 4' tandem normal ballast factor | 0.3
2-lamp F32T8 4' tandem low ballast factor | 0.3
2-lamp F32T8 4' tandem high ballast factor | 0.3
2-lamp F28T8 4' tandem normal ballast factor | 0.3
2-lamp F28T8 4' tandem low ballast factor | 0.3
2-lamp F28T8 4' tandem high ballast factor | 0.3
4-lamp F32T8 4' tandem normal ballast factor | 0.3
4-lamp F32T8 4' tandem low ballast factor | 0.3
4-lamp F32T8 4' tandem high ballast factor | 0.3
4-lamp F28T8 4' tandem normal ballast factor | 0.3
4-lamp F28T8 4' tandem low ballast factor | 0.3
4-lamp F28T8 4' tandem high ballast factor | 0.3
6-lamp F32T8 4' tandem normal ballast factor | 0.3 | write in a fixture description here | 0 | 1 | 0 | 1
6-lamp F32T8 4' tandem low ballast factor | 0.3
6-lamp F32T8 4' tandem high ballast factor | 0.3
6-lamp F28T8 4' tandem normal ballast factor | 0.3
6-lamp F28T8 4' tandem low ballast factor | 0.3
6-lamp F28T8 4' tandem high ballast factor | 0.3
6-lamp F32T8 4' 32W high ballast factor | 0.55
6-lamp F32T8 4' 32W low ballast factor | 0.55
6-lamp F32T8 4' 32W normal ballast factor | 0.55
1-lamp F96T8 8' 59W ES high ballast factor | 0.6
1-lamp F96T8 8' 59W ES low ballast factor | 0.6
1-lamp F96T8 8' 59W ES normal ballast factor | 0.6
2-lamp F96T8 8' 59W ES high ballast factor | 0.6
2-lamp F96T8 8' 59W ES low ballast factor | 0.6
2-lamp F96T8 8' 59W ES normal ballast factor | 0.6
1-lamp F96T8 8' 96W high ballast factor | 0.6
1-lamp F96T8 8' 96W low ballast factor | 0.6
1-lamp F96T8 8' 96W normal ballast factor | 0.6
2-lamp F96T8 8' 96W high ballast factor | 0.6
2-lamp F96T8 8' 96W low ballast factor | 0.6
2-lamp F96T8 8' 96W normal ballast factor | 0.6
1-lamp F48T12 4' 30W magnetic ballast | 0.3
1-lamp F40T12 4' 34W magnetic ballast | 0.3
1-lamp F40T12 4' 40W magnetic ballast | 0.3
1-lamp F48T12 4' 40W magnetic ballast | 0.3
2-lamp F48T12 4' 30W magnetic ballast | 0.3
2-lamp F40T12 4' 34W magnetic ballast | 0.3
2-lamp F40T12 4' 40W magnetic ballast | 0.3
2-lamp F48T12 4' 40W magnetic ballast | 0.3
1-lamp F48T12 4' 30W stnd electronic ballast | 0.3
1-lamp F40T12 4' 34W stnd electronic ballast | 0.3
1-lamp F40T12 4' 40W stnd electronic ballast | 0.3
1-lamp F48T12 4' 40W stnd electronic ballast | 0.3
2-lamp F48T12 4' 30W stnd electronic ballast | 0.3
2-lamp F40T12 4' 34W stnd electronic ballast | 0.3
2-lamp F40T12 4' 40W stnd electronic ballast | 0.3
2-lamp F48T12 4' 40W stnd electronic ballast | 0.3
4-lamp F40T12 4' 34W stnd electronic ballast | 0.3
4-lamp F40T12 4' 40W stnd electronic ballast | 0.3
4-lamp F30T8 4' 30W ES stnd elec ballast /normal ballast factor | 0.3
4-lamp F32T8 4' 32W stnd elec ballast / low ballast factor | 0.3
4-lamp F32T8 4' 32W stnd elec ballast /high ballast factor | 0.3
4-lamp F32T8 4' 32W stnd elec ballast /normal ballast factor | 0.3
T5 FIXTURE | 0.6
1-lamp F28T5 4' 28W | 0.6
2-lamp F28T5 4' 28W | 0.6
3-lamp F28T5 4' 28W | 0.6
4-lamp F28T5 4' 28W | 0.6
1-lamp F35T5 5' 35W | 0.6
2-lamp 535T5 5' 35W | 0.6
1-lamp F54T5HO 4' 54W | 0.6
2-lamp F54T5HO 4' 54W | 0.6
3-lamp F54T5H0 4' 54W | 0.6
4-lamp F54T5HO 4' 54W | 0.6
5-lamp F54T5H0 4' 54W | 0.6
6-lamp F54T5H0 4' 54W | 0.6
LED LINEAR TUBE
LED Linear Tube – 8/10 W | 0.3
LED Linear Tube – 11/17 W | 0.3
LED Linear Tube – 18/20 W | 0.3 | Hardwired LED, 10/12-W (DLC or Energy Star required) | 0.75 | 700 | 0.75 | 700 | 0
LED Linear Tube – 21/24 W | 0.3 | Hardwired LED, 120/150-W (DLC or Energy Star required) | 0.75 | 9500 | 0.75 | 9500 | 0
LED Linear Tube – Type C, 8/10 W | 0.3 | Hardwired LED, 13/15-W (DLC or Energy Star required) | 0.75 | 800 | 0.75 | 800 | 0
LED Linear Tube – Type C, 11/17 W | 0.3 | Hardwired LED, 150/180-W (DLC or Energy Star required) | 0.75 | 10700 | 0.75 | 10700 | 0
LED Linear Tube – Type C, 18/20 W | 0.3 | Hardwired LED, 18/20-W (DLC or Energy Star required) | 0.75 | 1073.5 | 0.75 | 1073.5 | 0
LED Linear Tube – Type C, 21/24 W | 0.3 | Hardwired LED, 180/220-W (DLC or Energy Star required) | 0.75 | 15000 | 0.75 | 15000 | 0
|  | Hardwired LED, 200/260-W (DLC or Energy Star required) | 0.75 | 19000 | 0.75 | 19000 | 0
HARDWIRED LED FIXTURES/RETROFIT KIT |  | Hardwired LED, 23/25-W (DLC or Energy Star required) | 0.75 | 1356 | 0.75 | 1356 | 0
Hardwired LED, 7/9-W | 0.75 | Hardwired LED, 27/32-W (DLC or Energy Star required) | 0.75 | 1666.75 | 0.75 | 1666.75 | 0
Hardwired LED, 10/12-W | 0.75 | Hardwired LED, 280/320-W (DLC or Energy Star required) | 0.75 | 1 | 0.75 | 1 | 0
Hardwired LED, 13/16-W | 0.75 | Hardwired LED, 300/400-W (DLC or Energy Star required) | 0.75 | 1 | 0.75 | 1 | 0
Hardwired LED, 17/21-W | 0.75 | Hardwired LED, 40/45-W (DLC or Energy Star required) | 0.75 | 2100 | 0.75 | 2100 | 0
Hardwired LED, 22/26-W | 0.75 | Hardwired LED, 45/50-W (DLC or Energy Star required) | 0.75 | 2486 | 0.75 | 2486 | 0
Hardwired LED, 27/32-W | 0.75 | Hardwired LED, 50/60-W (DLC or Energy Star required) | 0.75 | 3200 | 0.75 | 3200 | 0
Hardwired LED, 33/39-W | 0.75 | Hardwired LED, 60/70-W (DLC or Energy Star required) | 0.75 | 4000 | 0.75 | 4000 | 0
Hardwired LED, 40/44-W | 0.75 | Hardwired LED, 7/9-W (DLC or Energy Star required) | 0.75 | 452 | 0.75 | 452 | 0
Hardwired LED, 45/49-W | 0.75 | Hardwired LED, 70/90-W (DLC or Energy Star required) | 0.75 | 5900 | 0.75 | 5900 | 0
Hardwired LED, 50/59-W | 0.75 | Hardwired LED, 90/110-W (DLC or Energy Star required) | 0.75 | 8200 | 0.75 | 8200 | 0
Hardwired LED, 60/69-W | 0.75 | 75-W incandescent |  | 1086 |  | 1086 | 0
Hardwired LED, 70/79-W | 0.75
Hardwired LED, 80/89-W | 0.75
Hardwired LED, 90/109-W | 0.75
Hardwired LED, 110/129-W | 0.75
Hardwired LED, 130/149-W | 0.75
Hardwired LED, 150/179-W | 0.75
Hardwired LED, 180/219-W | 0.75
Hardwired LED, 220/259-W | 0.75
Hardwired LED, 260/299-W | 0.75
Hardwired LED, 300/400-W | 0.75
HARDWIRED CFL FIXTURES
Hardwired compact fluorescent, 7/9-W
Hardwired compact fluorescent, 10/12-W
Hardwired compact fluorescent, 13/15-W
Hardwired compact fluorescent, 18/20-W
Hardwired compact fluorescent, 23/25-W
Hardwired compact fluorescent, 27/32-W
Hardwired compact fluorescent, 40/45-W
LED SCREW-IN RECESSED DOWNLIGHT |  | 1
LED Screw-in downlight 7/9.9-W | 0.1 | 2
LED Screw-in downlight 10/12.9-W | 0.1 | 3
LED Screw-in downlight 13/15.9-W | 0.1 | 4
LED Screw-in downlight 16/19.9-W | 0.1 | 5
LED Screw-in downlight 20/22.9-W | 0.1 | 6
LED Screw-in downlight 23/27-W | 0.1 | 7
Incandescent (i.e., std light bulbs)
existing
High-intensity discharge
existing
Note on C26: DavisP: Data updated 1/02/08. See AppServer3\CustServ\D S M\Electric Efficiency-Lighten UP-pre2007\Misc\2005 Simplified Lighting Program\rates2007.xls.
Note on B428: [Threaded comment] Your version of Excel allows you to read this threaded comment; however, any edits to it will get removed if the file is opened in a newer version of Excel. Learn more: https://go.microsoft.com/fwlink/?linkid=870924 Comment: Values removed here 1/2022. Was $0.20